## COMMENTS
Table | Comments | Source
Years | Definition of years considered for optimization
Plants | Power plants list of existing power plants
Fuels | Fuel price and carbon data
Technologies | Technology specific data on economic and technical parameter
Country | Load and RES capacity; Generation limits; Investment limits
TimeData | Timedata for load and non-dispatchable generation
HVDC | HVDC line data
Other | Interest rate

## Years
Years
2010
2015
2020
2025
2030
2035
2040
2045
2050

## Sectors_heat_demand
Sectors heat demand
HH
TS
IN
GH

## Plants
ID | Technology | Country | Name | Generation Capacity | Pump capacity | Storage capacity | Commissioning year | Decommissioning year | Efficiency | CHP
1 | Coal | IT | A PALLADIO (FUSINA) | 1056.48 |  |  | 1964 |  | 34.02% | FALSE
2 | GasSteam | BE | AALST | 33.6 |  |  | 1990 |  | 43.31% | FALSE
3 | CCGT | BE | AALST AMYLUM | 52.8 |  |  | 1999 |  | 52.67% | FALSE
4 | OCOT | BE | AALTER | 19.6 |  |  | 1967 |  | 29.12% | FALSE
5 | Biomass | FI | AANEKOSKI MILL (SELLU) | 101.065 |  |  | 1985 |  |  | TRUE
6 | Hydro | CH | AARBERG | 14.609 |  |  | 1964 |  |  | FALSE
7 | Waste | DK | AARHUS NORD WTE | 21.4 |  |  | 1994 |  |  | TRUE
8 | Coal | UK | ABERTHAW | 1395 |  |  | 1971 |  | 36.26% | FALSE
9 | OCOT | UK | ABERTHAW | 34.3 |  |  | 1967 |  | 29.12% | FALSE
10 | Hydro | NO | ABJORA | 93.9 |  |  | 1950 |  |  | FALSE
11 | Coal | ES | ABONO | 857.181 |  |  | 1974 |  | 37.21% | FALSE
12 | Hydro | AT | ABWINDEN-ASTEN | 173.1 |  |  | 1979 |  |  | FALSE
13 | Biomass | SE | ABYVERKET | 151 |  |  | 1962 |  |  | TRUE
14 | Hydro | IT | ACCEGLIO | 18.4 |  |  | 1984 |  |  | FALSE
15 | CCGT | ES | ACECA | 384 |  |  | 2005 |  | 56.67% | FALSE
16 | GasSteam | ES | ACECA | 301.056 |  |  | 1970 |  | 36.94% | FALSE
17 | OilSteam | ES | ACECA | 301.056 |  |  | 1969 |  | 36.62% | FALSE
18 | CCGT | ES | ACECA FENOSA | 384 |  |  | 2006 |  | 57.33% | FALSE
19 | Biomass | IT | ACERRA FRI-EL | 75 |  |  | 2007 |  |  | TRUE
20 | OilSteam | IT | ACERRA PLANT | 63.36 |  |  | 1979 |  | 39.81% | TRUE
21 | OilSteam | IT | ACERRA PLANT | 31.68 |  |  | 1980 |  | 40.12% | FALSE
22 | Waste | IT | ACERRA WTE | 93 |  |  | 2009 |  |  | FALSE
23 | Hydro | AT | ACHENSEE (JENBACH) | 100.08 |  |  | 1987 |  |  | FALSE
24 | Hydro | CH | ACKERSAND-I | 12.5 |  |  | 1942 |  |  | FALSE
25 | Hydro | CH | ACKERSAND-II | 66.6 |  |  | 1958 |  |  | FALSE
26 | Hydro | IT | ACQUORIA S GIOVANNI | 48.9 |  |  | 1995 |  |  | FALSE
27 | Lignite | PL | ADAMOW | 552 |  |  | 1964 |  | 33.2% | FALSE
28 | Hydro | NO | ADAMSELV | 50 |  |  | 1973 |  |  | FALSE
29 | OCGT | DE | ADLERSHOF | 19.6 |  |  | 1997 |  | 36.92% | TRUE
30 | OCGT | FR | AEROPORT DE ROISSY | 47.04 |  |  | 1992 |  | 35.62% | TRUE
31 | OCGT | ES | AEROPUERTO BARAJAS T4 | 32.34 |  |  | 2004 |  | 38.74% | TRUE
32 | CCGT | ES | AES CARTAGENA | 1152 |  |  | 2006 |  | 57.33% | FALSE
33 | Lignite | BG | AES GALABOVO | 616.4 |  |  | 2011 |  | 47.3% | FALSE
34 | Hydro | FI | AETSA UPM | 10.5 |  |  | 1994 |  |  | FALSE
35 | Coal | DE | AFFERDE | 123.69 |  |  | 1962 |  | 33.39% | TRUE
36 | Coal | DE | AFFERDE | 50.22 |  |  | 1957 |  | 31.79% | FALSE
37 | CCGT | IE | AGHADA | 414.72 |  |  | 2010 |  | 60% | FALSE
38 | GasSteam | IE | AGHADA | 259.2 |  |  | 1980 |  | 40.12% | FALSE
39 | OCGT | IE | AGHADA | 249.9 |  |  | 1981 |  | 32.76% | FALSE
40 | Lignite | GR | AGIOS DIMITRIOS | 337.18 |  |  | 1997 |  | 43.1% | TRUE
41 | Lignite | GR | AGIOS DIMITRIOS | 1122.4 |  |  | 1984 |  | 39.2% | FALSE
42 | GasSteam | GR | AGIOS GEORGIOS | 345.6 |  |  | 1968 |  | 36.3% | FALSE
43 | Hydro | IT | AGORDO | 24 |  |  | 1973 |  |  | FALSE
44 | Hydro | GR | AGRAS | 50 |  |  | 1954 |  |  | FALSE
45 | OCGT | ES | AGREDA BIOGAS | 14.506 |  |  | 2000 |  | 37.7% | TRUE
46 | Hydro | IT | AGRI | 39 |  |  | 1963 |  |  | FALSE
47 | PSP | ES | AGUAYO | 339.2 | 339.2 | 2713.6 | 1982 |  |  | FALSE
48 | PSP | PT | AGUIEIRA | 270 | 270 | 2160 | 1981 |  |  | FALSE
49 | OCGT | DE | AHRENSFELD | 148.96 |  |  | 1990 |  | 35.1% | FALSE
50 | OilSteam | EE | AHTME | 30.72 |  |  | 1953 |  | 31.52% | TRUE
51 | Hydro | FI | AHVENKOSKI | 24 |  |  | 1933 |  |  | FALSE
52 | Hydro | UK | AIGAS | 20 |  |  | 1962 |  |  | FALSE
53 | Hydro | ES | AIGUAMOIX | 32 |  |  | 1965 |  |  | FALSE
54 | Biomass | IT | AIRASCA BIOMASS | 12.8 |  |  | 2002 |  |  | TRUE
55 | Hydro | CH | AIROLO | 52.2 |  |  | 1946 |  |  | FALSE
56 | Hydro | FI | AITTOKOSKI | 40 |  |  | 1960 |  |  | FALSE
57 | Hydro | SE | AJAURE | 75 |  |  | 1967 |  |  | FALSE
58 | Biomass | HU | AJKA | 64 |  |  | 1962 |  |  | TRUE
59 | CCGT | SE | AKESLUNDSVERKET | 26.688 |  |  | 1991 |  | 47.33% | FALSE
60 | Hydro | SE | AKKATS | 158 |  |  | 1972 |  |  | FALSE
61 | CCGT | NL | AKZO DELESTO | 527.7888 |  |  | 1972 |  | 34.67% | FALSE
62 | CCGT | NL | AKZO EDE | 62.4 |  |  | 1930 |  | 6.667% | FALSE
63 | OCGT | NL | AKZO EMMEN | 22.54 |  |  | 1982 |  | 33.02% | TRUE
64 | GasSteam | NL | AKZO KLEEFSE WAARD | 14.4 |  |  | 1956 |  | 32.48% | TRUE
65 | OCGT | NL | AKZO KLEEFSE WAARD | 37.24 |  |  | 1993 |  | 35.88% | TRUE
66 | CCGT | DE | AKZO OBERNBURG | 108 |  |  | 1996 |  | 50.67% | FALSE
67 | OCGT | NL | AKZO ROTTERDAM | 19.9822 |  |  | 1987 |  | 34.32% | TRUE
68 | OCGT | NL | AKZO SALINCO | 78.4 |  |  | 1993 |  | 35.88% | TRUE
69 | Hydro | IT | ALA | 38 |  |  | 1953 |  |  | FALSE
70 | Hydro | IT | ALANNO | 22 |  |  | 1931 |  |  | FALSE
71 | Hydro | ES | ALARCON | 19 |  |  | 2006 |  |  | FALSE
72 | Hydro | IT | ALBANO | 15 |  |  | 1962 |  |  | FALSE
73 | Hydro | ES | ALBARELLOS | 59.2 |  |  | 1972 |  |  | FALSE
74 | Coal | DE | ALBBRUCK MILL | 28.83 |  |  | 2009 |  | 48.37% | TRUE
75 | Hydro | DE | ALBBRUCK-DOGERN | 108 |  |  | 1933 |  |  | FALSE
76 | Hydro | ES | ALBENTOSA (S AGUSTIN) | 12 |  |  | 1932 |  |  | FALSE
77 | Hydro | RO | ALBESTI | 15 |  |  | 1967 |  |  | FALSE
79 | CCGT | ES | ALCALA POLISEDRA | 13.824 |  |  | 1992 |  | 48% | FALSE
80 | OCGT | ES | ALCALA POLISEDRA | 10.241 |  |  | 1990 |  | 35.1% | TRUE
81 | OCGT | ES | ALCANIZ OXAGESA | 10.584 |  |  | 1996 |  | 36.66% | TRUE
82 | OCOT | ES | ALCANTARILLA FACTORY | 12.4499 |  |  | 1999 |  | 37.44% | TRUE
83 | OCGT | ES | ALCORA COTASA | 12.8772 |  |  | 1990 |  | 35.1% | TRUE
86 | Hydro | ES | ALDEADAVILA | 718.2 |  |  | 1962 |  |  | FALSE
87 | PSP | ES | ALDEADAVILA | 428 | 428 | 3424 | 1986 |  |  | FALSE
88 | OCOT | UK | ALDERSHOT | 17.64 |  |  | 1964 |  | 28.34% | FALSE
89 | Hydro | BG | ALEKO | 66 |  |  | 1956 |  |  | FALSE
90 | OCGT | IT | ALESSANDRIA ENEL | 172.48 |  |  | 1979 |  | 32.24% | FALSE
91 | Hydro | SE | ALFTA | 33.8 |  |  | 1994 |  |  | FALSE
92 | OCOT | HU | ALGYO | 21.709 |  |  | 1976 |  | 31.46% | FALSE
93 | OCGT | ES | ALIAGA CINCA VERDE | 22.638 |  |  | 2002 |  | 38.22% | FALSE
94 | OilSteam | GR | ALIVERI | 288 |  |  | 1968 |  | 36.3% | FALSE
95 | OCGT | FR | ALIZAY MILL | 24.5 |  |  | 2000 |  | 37.7% | TRUE
96 | Waste | FR | ALIZAY MILL | 40.5 |  |  | 1971 |  |  | FALSE
97 | Hydro | FR | ALLEMENT | 29.7 |  |  | 1960 |  |  | FALSE
98 | Waste | UK | ALLINGTON QUARRY | 51 |  |  | 2006 |  |  | FALSE
99 | Hydro | ES | ALMADENES | 14.4 |  |  | 1923 |  |  | FALSE
100 | OCOT | ES | ALMANZORA DERETIL | 20.6486 |  |  | 1998 |  | 37.18% | TRUE
101 | Nuclear | ES | ALMARAZ | 1862 |  |  | 1981 |  | 33% | FALSE
102 | Hydro | ES | ALMOGUERA | 10.56 |  |  | 1947 |  |  | FALSE
103 | Hydro | NL | ALPHEN | 14 |  |  | 1989 |  |  | FALSE
104 | PSP | PT | ALQUEVA-I | 260 | 260 | 2080 | 2003 |  |  | FALSE
105 | Hydro | FR | ALRANCE | 12.8 |  |  | 1953 |  |  | FALSE
106 | Hydro | NO | ALTA STATKRAFT | 150 |  |  | 1987 |  |  | FALSE
107 | Coal | DE | ALTBACH | 750.975 |  |  | 1985 |  | 40.72% | TRUE
108 | OCGT | DE | ALTBACH | 63.504 |  |  | 1997 |  | 36.92% | FALSE
109 | OCOT | DE | ALTBACH | 217.56 |  |  | 1971 |  | 30.16% | FALSE
110 | Hydro | AT | ALTENMARKT | 25 |  |  | 1960 |  |  | FALSE
111 | Hydro | AT | ALTENWORTH | 349.5 |  |  | 1976 |  |  | FALSE
112 | Hydro | DE | ALTHEIM | 18.68 |  |  | 1951 |  |  | FALSE
113 | OCOT | PT | ALTO DE MIRA | 132.3 |  |  | 1975 |  | 31.2% | FALSE
114 | Hydro | PT | ALTO LINDOSO | 630 |  |  | 1992 |  |  | FALSE
115 | PSP | PT | ALTO RABAGAO | 68 | 68 | 544 | 1964 |  |  | FALSE
116 | CCGT | IT | ALTOMONTE | 744.768 |  |  | 2006 |  | 57.33% | FALSE
117 | OCGT | ES | ALTORRICON DDP | 22.9869 |  |  | 2002 |  | 38.22% | TRUE
118 | Hydro | IT | ALVIANO | 12 |  |  | 1964 |  |  | FALSE
119 | Hydro | SE | ALVKARLEBY | 111 |  |  | 1915 |  |  | FALSE
120 | CCGT | IT | ALZANO LOMBARDO MILL | 51.84 |  |  | 2000 |  | 53.33% | FALSE
121 | OCGT | IT | ALZANO LOMBARDO MILL | 40.67 |  |  | 1994 |  | 36.14% | TRUE
122 | OCGT | ES | ALZIRA PLANT | 13.181 |  |  | 1996 |  | 36.66% | FALSE
123 | Biomass | DK | AMAGER | 175 |  |  | 1971 |  |  | TRUE
124 | Coal | DK | AMAGER | 297.6 |  |  | 1990 |  | 42.31% | TRUE
125 | Waste | DK | AMAGER WTE | 26.73 |  |  | 1991 |  |  | TRUE
126 | GasSteam | FR | AMBES NITRIC PLANT | 10.0224 |  |  | 1990 |  | 43.31% | TRUE
127 | OCGT | DE | AMD FAB 36 | 34.398 |  |  | 2005 |  | 39% | TRUE
128 | Hydro | NO | AMDAL | 21 |  |  | 1993 |  |  | FALSE
129 | Biomass | BE | AMEL RENOGEN | 10.6 |  |  | 2007 |  |  | TRUE
130 | Hydro | NO | AMELA | 33.1 |  |  | 1977 |  |  | FALSE
131 | OCGT | FR | AMELIE | 17.346 |  |  | 1974 |  | 30.94% | FALSE
132 | OCOT | FR | AMELOT (PARIS NORD) | 10.78 |  |  | 1973 |  | 30.68% | FALSE
133 | Coal | NL | AMER | 1157.85 |  |  | 1980 |  | 39.12% | FALSE
134 | OCGT | NL | AMER | 44.1 |  |  | 1972 |  | 30.42% | FALSE
135 | CCGT | BE | AMERCOEUR | 401.28 |  |  | 2009 |  | 59.33% | FALSE
136 | Coal | BE | AMERCOEUR | 126.294 |  |  | 1968 |  | 35.3% | FALSE
137 | Hydro | NO | AMLI-GJOV | 18 |  |  | 1983 |  |  | FALSE
138 | Hydro | FI | AMMA | 22.7 |  |  | 2003 |  |  | FALSE
139 | CCGT | ES | AMOREBIETA | 724.8 |  |  | 2005 |  | 56.67% | FALSE
140 | Hydro | IT | AMPEZZO | 59.1 |  |  | 1948 |  |  | FALSE
141 | Hydro | CH | AMSTEG | 120 |  |  | 1996 |  |  | FALSE
142 | Lignite | GR | AMYNTAIO | 552 |  |  | 1987 |  | 40.1% | FALSE
143 | Biomass | IT | ANAGNI BIOMASS | 12.5 |  |  | 2010 |  |  | TRUE
144 | PSP | IT | ANAPO | 500 | 500 | 4000 | 1989 |  |  | FALSE
145 | Hydro | NO | ANA-SIRA | 150 |  |  | 1971 |  |  | FALSE
146 | Waste | DE | ANDERNACH | 13.65 |  |  | 2007 |  |  | TRUE
147 | Hydro | IT | ANDONNO | 65 |  |  | 1965 |  |  | FALSE
149 | OCGT | ES | ANDUJAR KOIPE | 16.123 |  |  | 1999 |  | 37.44% | TRUE
150 | Hydro | IT | ANGELO BERTINI REBUILD | 12.64 |  |  | 2002 |  |  | FALSE
151 | CCGT | BE | ANGLEUR | 155.904 |  |  | 1969 |  | 32.67% | FALSE
152 | OCGT | BE | ANGLEUR | 35.28 |  |  | 1972 |  | 30.42% | FALSE
153 | Hydro | SE | ANJAN | 26 |  |  | 1981 |  |  | FALSE
154 | Hydro | FI | ANKKAPURHA | 19.8 |  |  | 1983 |  |  | FALSE
155 | GasSteam | DE | ANKLAM FACTORY | 16.272 |  |  | 1992 |  | 43.95% | TRUE
156 | Coal | ES | ANLLARES | 325.5 |  |  | 1982 |  | 39.76% | FALSE
157 | Hydro | AT | ANNABRUCKE | 90 |  |  | 1981 |  |  | FALSE
158 | Biomass | GR | ANO LIOSSIA LANDFILL | 23.482 |  |  | 2001 |  |  | TRUE
159 | CCGT | BE | ANTWERP BASF | 384 |  |  | 2005 |  | 56.67% | TRUE
160 | OCGT | BE | ANTWERP BAYER | 41.16 |  |  | 2000 |  | 37.7% | TRUE
161 | OCGT | BE | ANTWERP DEGUSSA | 85.26 |  |  | 1999 |  | 37.44% | TRUE
162 | CCGT | BE | ANTWERP FINA | 144.96 |  |  | 2000 |  | 53.33% | FALSE
163 | OCGT | BE | ANTWERP MONSANTO EB | 41.16 |  |  | 2000 |  | 37.7% | TRUE
164 | OCGT | BE | ANTWERP REFINERY EXXON | 127.4 |  |  | 2009 |  | 40.04% | TRUE
165 | GasSteam | RO | ARAD | 11.52 |  |  | 1965 |  | 35.34% | TRUE
166 | Lignite | RO | ARAD | 92 |  |  | 1993 |  | 41.9% | TRUE
167 | OilSteam | FR | ARAMON | 1344 |  |  | 1977 |  | 39.17% | FALSE
168 | CCGT | ES | ARANDA MICHELIN | 28.128 |  |  | 2001 |  | 54% | FALSE
169 | OCOT | ES | ARANJUEZ FACTORY | 12.25 |  |  | 1996 |  | 36.66% | FALSE
171 | Hydro | ES | ARBON | 56 |  |  | 1967 |  |  | FALSE
172 | Hydro | RO | ARCESTI | 38 |  |  | 1980 |  |  | FALSE
173 | CCGT | IT | ARCHIMEDE/P GARGALLO | 725.76 |  |  | 2002 |  | 54.67% | FALSE
174 | CCGT | ES | ARCOS IBERDROLA | 1517.76 |  |  | 2004 |  | 56% | FALSE
175 | Hydro | IT | ARDENNO | 56.7 |  |  | 1968 |  |  | FALSE
176 | Hydro | IE | ARDNACRUSHA | 85.5 |  |  | 1929 |  |  | FALSE
177 | Hydro | CH | ARDON | 48.5 |  |  | 1960 |  |  | FALSE
178 | Hydro | ES | ARENOSO | 12.58 |  |  | 2007 |  |  | FALSE
179 | OilSteam | IT | ARESE ALFA ROMEO | 14.4 |  |  | 1977 |  | 39.17% | FALSE
180 | OilSteam | IT | ARESE FIAT | 10.56 |  |  | 1963 |  | 34.71% | FALSE
181 | Hydro | FR | ARGENTAT | 47.8 |  |  | 1957 |  |  | FALSE
182 | Hydro | FR | ARGENTIERE | 38 |  |  | 1972 |  |  | FALSE
183 | Hydro | ES | ARGONE | 14.4 |  |  | 1948 |  |  | FALSE
184 | Hydro | ES | ARIAS | 12 |  |  | 1977 |  |  | FALSE
185 | OCGT | FR | ARLES MILL | 44.1 |  |  | 2002 |  | 38.22% | TRUE
186 | Hydro | NO | ARLIFOSS | 22 |  |  | 1989 |  |  | FALSE
187 | Hydro | FR | ARLY | 38.7 |  |  | 1950 |  |  | FALSE
188 | Hydro | IT | ARMISA | 13.2 |  |  | 1929 |  |  | FALSE
189 | Waste | NL | ARN WTE | 27.4 |  |  | 1987 |  |  | FALSE
190 | Hydro | CH | ARNIBERG | 13 |  |  | 1969 |  |  | FALSE
192 | Hydro | ES | ARNOIA | 11.4 |  |  | 2005 |  |  | FALSE
193 | Hydro | AT | ARNSTEIN | 33.12 |  |  | 1925 |  |  | FALSE
195 | Biomass | SE | AROSKRAFT | 250 |  |  | 1973 |  |  | TRUE
196 | Coal | SE | AROSKRAFT | 139.5 |  |  | 1963 |  | 33.71% | TRUE
197 | OilSteam | SE | AROSKRAFT | 240 |  |  | 1969 |  | 36.62% | TRUE
198 | Hydro | NO | AROY | 92.5 |  |  | 1984 |  |  | FALSE
199 | Hydro | RO | ARPASU | 14.2 |  |  | 1989 |  |  | FALSE
200 | Biomass | UK | ARPLEY LANDFILL | 18 |  |  | 2000 |  |  | FALSE
201 | Hydro | FR | ARRENS | 27 |  |  | 1951 |  |  | FALSE
202 | Hydro | ES | ARROIBAR | 14.7 |  |  | 2006 |  |  | FALSE
203 | CCGT | ES | ARRUBAL | 768 |  |  | 2004 |  | 56% | FALSE
204 | Hydro | IT | ARSIE | 34 |  |  | 1955 |  |  | FALSE
205 | OCGT | ES | ARTAJONA | 15.288 |  |  | 2004 |  | 38.74% | TRUE
206 | OCGT | ES | ARTEIXO GENSABON | 14.308 |  |  | 1999 |  | 37.44% | TRUE
207 | GasSteam | FR | ARTENAY | 11.616 |  |  | 1991 |  | 43.63% | FALSE
208 | OCGT | PT | ARTENIUS SINES | 39.2 |  |  | 2010 |  | 40.3% | TRUE
209 | Hydro | ES | ARTIES | 68 |  |  | 1955 |  |  | FALSE
210 | Hydro | FR | ARTIGUES | 23.22 |  |  | 1939 |  |  | FALSE
211 | Hydro | FR | ARTOUSTE | 24.6 |  |  | 1929 |  |  | FALSE
212 | Hydro | FR | ARVAN | 27.2 |  |  | 1950 |  |  | FALSE
213 | Coal | ES | AS PONTES | 1302 |  |  | 1976 |  | 37.85% | FALSE
214 | Hydro | FR | ASASP | 27 |  |  | 1959 |  |  | FALSE
215 | Hydro | AT | ASCHACH | 266.8 |  |  | 1963 |  |  | FALSE
216 | OCGT | DE | ASCHAFFENBURG DAMM | 25.48 |  |  | 1990 |  | 35.1% | TRUE
217 | Nuclear | ES | ASCO | 1956.715 |  |  | 1984 |  | 33% | FALSE
218 | Hydro | IT | ASCOLI PORTA ROMANA | 14 |  |  | 1955 |  |  | FALSE
219 | Hydro | NO | ASEBOTN | 15.5 |  |  | 1995 |  |  | FALSE
220 | Hydro | SE | ASELE | 26 |  |  | 1977 |  |  | FALSE
221 | Hydro | SE | ASEN | 24 |  |  | 1964 |  |  | FALSE
222 | OCGT | ES | ASERPAL PLANT | 12.936 |  |  | 2000 |  | 37.7% | TRUE
223 | Hydro | NO | ASKARA ONE | 73.5 |  |  | 1970 |  |  | FALSE
224 | Hydro | NO | ASKARA TWO | 39.7 |  |  | 1973 |  |  | FALSE
225 | OCGT | IE | ASKEATON | 147 |  |  | 2005 |  | 39% | TRUE
226 | Hydro | NO | ASKERUDFOSS | 12.5 |  |  | 1952 |  |  | FALSE
227 | Hydro | NO | ASMULFOSS | 12.1 |  |  | 1972 |  |  | FALSE
228 | Coal | DK | ASNAES | 769.11 |  |  | 1961 |  | 33.07% | TRUE
229 | CCGT | GR | ASPROPYRGOS RF | 57.6864 |  |  | 1990 |  | 46.67% | FALSE
232 | Hydro | GR | ASSOMATA | 108 |  |  | 1985 |  |  | FALSE
233 | Hydro | FR | ASTON | 90 |  |  | 1953 |  |  | FALSE
234 | Waste | FR | ASTRIA | 22.3 |  |  | 1998 |  |  | TRUE
235 | OCGT | IT | ATESSA FIAT SEVEL | 31.36 |  |  | 2009 |  | 40.04% | FALSE
236 | GasSteam | IT | ATESSA SEVEL | 18.048 |  |  | 1994 |  | 44.59% | TRUE
239 | Hydro | SE | ATRAFORS | 13 |  |  | 1918 |  |  | FALSE
240 | OCOT | DE | AUDORF | 85.26 |  |  | 1973 |  | 30.68% | FALSE
241 | Hydro | DE | AUFKIRCHEN REBUILD | 40 |  |  | 1985 |  |  | FALSE
242 | OCGT | DE | AUGSBURG OST | 29.4 |  |  | 2005 |  | 39% | TRUE
243 | Hydro | CH | AUGST | 28 |  |  | 1991 |  |  | FALSE
244 | OilSteam | IT | AUGUSTA | 134.4 |  |  | 1959 |  | 33.43% | FALSE
245 | OCGT | IT | AUGUSTA REFINERY | 41.944 |  |  | 1967 |  | 29.12% | TRUE
246 | Hydro | NO | AUNFOSS | 28 |  |  | 1958 |  |  | FALSE
247 | Hydro | NO | AURA | 290.4 |  |  | 1953 |  |  | FALSE
248 | Hydro | NO | AURLAND-I | 675 |  |  | 1973 |  |  | FALSE
249 | Hydro | NO | AURLAND-II | 150 |  |  | 1982 |  |  | FALSE
250 | PSP | NO | AURLAND-III | 300 | 300 | 2400 | 1978 |  |  | FALSE
251 | Hydro | AT | AUSSERFRAGANT | 94.6 |  |  | 1967 |  |  | FALSE
252 | Hydro | FR | AUSSOIS | 88.2 |  |  | 1942 |  |  | FALSE
253 | Hydro | FR | AUZAT | 52.2 |  |  | 1978 |  |  | FALSE
254 | Hydro | FR | AUZERETTE | 29.8 |  |  | 1969 |  |  | FALSE
255 | PSP | SI | AVCE | 185 | 185 | 1480 | 2010 |  |  | FALSE
256 | Coal | DK | AVEDORE | 243.66 |  |  | 1990 |  | 42.31% | TRUE
257 | GasSteam | DK | AVEDORE | 441.6 |  |  | 2002 |  | 47.14% | TRUE
258 | OCGT | DK | AVEDORE | 137.2 |  |  | 2002 |  | 38.22% | FALSE
259 | Hydro | SE | AVESTAFORSEN | 24 |  |  | 2008 |  |  | FALSE
260 | Hydro | SE | AVESTA-LILLFORS | 21 |  |  | 1984 |  |  | FALSE
261 | Hydro | SE | AVESTA-MANSBO | 42 |  |  | 2007 |  |  | FALSE
262 | Hydro | SE | AVESTA-STORFORS | 15 |  |  | 1931 |  |  | FALSE
263 | GasSteam | IT | AVEZZANO BURGO | 33.9744 |  |  | 1966 |  | 35.66% | TRUE
264 | OCGT | IT | AVEZZANO BURGO | 56.84 |  |  | 1999 |  | 37.44% | TRUE
265 | Waste | DE | AVG KOLN | 56.2 |  |  | 1998 |  |  | TRUE
266 | Waste | NL | AVI AMSTERDAM | 70 |  |  | 1993 |  |  | TRUE
267 | Waste | NL | AVI AMSTERDAM | 74 |  |  | 2007 |  |  | FALSE
268 | Waste | NL | AVI TWENTE | 51 |  |  | 1997 |  |  | TRUE
269 | Hydro | FR | AVIGNON | 120 |  |  | 1973 |  |  | FALSE
270 | OCGT | ES | AVILES SIDERGAS | 19.0512 |  |  | 2004 |  | 38.74% | TRUE
271 | Waste | NL | AVIRA WTE | 36.9 |  |  | 1989 |  |  | TRUE
272 | Hydro | IT | AVISE | 146.7 |  |  | 1954 |  |  | FALSE
273 | Biomass | NL | AVR ROZENBURG | 22 |  |  | 2009 |  |  | TRUE
274 | Waste | NL | AVR ROZENBURG | 54.7 |  |  | 1972 |  |  | FALSE
275 | Hydro | RO | AVRIG | 14.2 |  |  | 1996 |  |  | FALSE
276 | Waste | DE | AWM MUNCHEN NORD | 20 |  |  | 1981 |  |  | TRUE
277 | OCGT | ES | AYAMONTE ACUINOVA | 12.5636 |  |  | 1998 |  | 37.18% | TRUE
278 | CCGT | UK | AYLESFORD NEWSPRINT | 56.6784 |  |  | 1994 |  | 49.33% | FALSE
279 | GasSteam | UK | AYLESFORD NEWSPRINT | 55.68 |  |  | 2001 |  | 46.82% | TRUE
280 | Hydro | ES | AZUTAN | 180 |  |  | 1969 |  |  | FALSE
281 | Hydro | RO | BABENI | 37 |  |  | 1978 |  |  | FALSE
282 | Lignite | RO | BACAU CHP | 58.88 |  |  | 1998 |  | 43.4% | TRUE
283 | OCGT | RO | BACAU CHP | 14.7 |  |  | 2008 |  | 39.78% | TRUE
284 | Hydro | RO | BACAU-I | 30 |  |  | 1966 |  |  | FALSE
285 | Hydro | RO | BACAU-II | 24.5 |  |  | 1967 |  |  | FALSE
286 | Biomass | SE | BACKHAMMAR PLANT | 16.4 |  |  | 1994 |  |  | TRUE
288 | Biomass | ES | BAENA EL TEJAR | 25 |  |  | 2001 |  |  | FALSE
289 | Biomass | ES | BAEZA BIOMASS | 15 |  |  | 2010 |  |  | TRUE
290 | Hydro | SE | BAGEDE | 12 |  |  | 1977 |  |  | FALSE
291 | CCGT | UK | BAGLAN ENERGY | 499.2 |  |  | 2003 |  | 55.33% | FALSE
292 | OCGT | UK | BAGLAN ENERGY | 32.34 |  |  | 2003 |  | 38.48% | TRUE
293 | Hydro | NO | BAGN | 66 |  |  | 1963 |  |  | FALSE
294 | GasSteam | FR | BAGNEAUX AMMONIA | 10.272 |  |  | 1969 |  | 36.62% | TRUE
295 | Geothermal | IT | BAGNORE | 20 |  |  | 1998 |  |  | TRUE
296 | CCGT | ES | BAHIA DE ALGECIRAS | 710.4 |  |  | 2011 |  | 60.67% | FALSE
297 | CCGT | ES | BAHIA DE BIZKAIA | 756.48 |  |  | 2003 |  | 55.33% | FALSE
298 | Hydro | RO | BAICULESTI | 15.4 |  |  | 1974 |  |  | FALSE
299 | OCGT | DE | BAIENFURT MILL | 26.46 |  |  | 1993 |  | 35.88% | TRUE
300 | Hydro | FR | BAIX-LE-LOGIS-NEUF | 210.9 |  |  | 1960 |  |  | FALSE
301 | Hydro | RS | BAJINA BASTA | 364 |  |  | 1966 |  |  | FALSE
302 | PSP | RS | BAJINA BASTA PSP | 614 | 614 | 4912 | 1982 |  |  | FALSE
303 | Waste | UK | BALDOVIE | 10.5 |  |  | 1999 |  |  | FALSE
304 | Hydro | SE | BALFORSEN | 88 |  |  | 1958 |  |  | FALSE
305 | OilSteam | AL | BALLSH | 23.04 |  |  | 1974 |  | 38.21% | FALSE
306 | CCGT | UK | BALLYLUMFORD | 576 |  |  | 2002 |  | 54.67% | FALSE
307 | GasSteam | UK | BALLYLUMFORD | 576 |  |  | 1972 |  | 37.58% | FALSE
308 | OCOT | UK | BALLYLUMFORD | 117.6 |  |  | 1976 |  | 31.46% | FALSE
309 | OCGT | IE | BALLYRAGGET CHP | 9.996 |  |  | 2000 |  | 37.7% | TRUE
310 | Hydro | IT | BALSORANO | 15.8 |  |  | 1949 |  |  | FALSE
311 | OilSteam | EE | BALTI | 215.04 |  |  | 1962 |  | 34.39% | TRUE
312 | OilSteam | EE | BALTI | 883.2 |  |  | 1963 |  | 34.71% | FALSE
313 | Hydro | FR | BANCAIRON | 50.7 |  |  | 1955 |  |  | FALSE
314 | Biomass | IT | BANDO | 20 |  |  | 2002 |  |  | FALSE
315 | Lignite | BA | BANJA LUKA PULP MILL | 50.22 |  |  | 1967 |  | 34.98% | TRUE
316 | Hydro | CH | BANNWIL REBUILD | 28.5 |  |  | 1998 |  |  | FALSE
317 | OCGT | ES | BARAJAS AIRPORT IBERIA | 11.7463 |  |  | 1999 |  | 37.44% | TRUE
318 | Hydro | FR | BARALET | 24.8 |  |  | 1969 |  |  | FALSE
319 | Hydro | ES | BARASONA | 20.8 |  |  | 1944 |  |  | FALSE
320 | Hydro | ES | BARAZAR | 83.2 |  |  | 1957 |  |  | FALSE
321 | OCGT | DE | BARBY PLANT | 15.68 |  |  | 1993 |  | 35.88% | TRUE
322 | OCGT | ES | BARCELONA FORET | 36.064 |  |  | 1996 |  | 36.66% | TRUE
323 | Hydro | IT | BARCIS | 14.69 |  |  | 1954 |  |  | FALSE
324 | GasSteam | UK | BARDNEY FACTORY | 13.44 |  |  | 1983 |  | 41.08% | TRUE
325 | Hydro | IT | BARDONECCHIA | 23.5 |  |  | 2011 |  |  | FALSE
326 | Hydro | IT | BARDONETTO-PONT | 14.4 |  |  | 1941 |  |  | FALSE
327 | Hydro | NO | BARDUFOSS | 19.1 |  |  | 1961 |  |  | FALSE
328 | Hydro | CH | BARENBURG | 220 |  |  | 1962 |  |  | FALSE
329 | PSP | IT | BARGI PSP | 330 | 330 | 2640 | 1975 |  |  | FALSE
330 | OilSteam | IT | BARI | 197.28 |  |  | 1958 |  | 33.11% | FALSE
331 | CCGT | UK | BARKING | 960 |  |  | 1995 |  | 50% | FALSE
332 | CCGT | DE | BARMEN | 120.96 |  |  | 1982 |  | 41.33% | FALSE
333 | CCOT | DE | BARMEN | 69.6 |  |  | 1982 |  | 41.33% | FALSE
334 | Hydro | ES | BARRADOS | 16 |  |  | 1956 |  |  | FALSE
339 | OCGT | PT | BARREIRO COGEN | 24.5 |  |  | 2010 |  | 40.3% | TRUE
340 | Hydro | ES | BARRIOS DE LUNA | 38.4 |  |  | 1961 |  |  | FALSE
341 | OCOT | PT | BARROSELAS PLANT | 10.6036 |  |  | 1998 |  | 37.18% | TRUE
342 | OCOT | SE | BARSEBACK | 82.32 |  |  | 1974 |  | 30.94% | FALSE
343 | Hydro | IT | BASCHI | 106.2 |  |  | 1963 |  |  | FALSE
344 | Hydro | DE | BASFU | 17.32 |  |  | 1957 |  |  | FALSE
345 | CCGT | FR | BASSENS COGETHERM | 39.36 |  |  | 1998 |  | 52% | FALSE
346 | Hydro | SE | BASTUSEL | 114 |  |  | 1975 |  |  | FALSE
347 | Hydro | BG | BATAK | 40 |  |  | 1955 |  |  | FALSE
348 | Hydro | SE | BATFORS | 42 |  |  | 1961 |  |  | FALSE
349 | Hydro | NO | BATSVANN | 30 |  |  | 1975 |  |  | FALSE
350 | Hydro | IT | BATTIGIO | 22.5 |  |  | 1929 |  |  | FALSE
351 | CCGT | AT | BAUERNSTRASSE | 33.024 |  |  | 2000 |  | 53.33% | FALSE
352 | OilSteam | AT | BAUERNSTRASSE | 15.36 |  |  | 1977 |  | 39.17% | TRUE
353 | OCOT | AT | BAUMGARTEN OMV | 21.168 |  |  | 1987 |  | 34.32% | FALSE
354 | Hydro | CH | BAVONA | 152 |  |  | 1966 |  |  | FALSE
355 | OCOT | UK | BAYNARD HOUSE | 10.976 |  |  | 1988 |  | 34.58% | FALSE
356 | Hydro | FR | BEAUCAIRE | 210 |  |  | 1970 |  |  | FALSE
357 | Hydro | FR | BEAUCHASTEL | 192.7 |  |  | 1963 |  |  | FALSE
358 | Hydro | FR | BEAUFORT | 23.2 |  |  | 1961 |  |  | FALSE
359 | Hydro | FR | BEAUMONT-MONTEUX | 39.49 |  |  | 1925 |  |  | FALSE
360 | Hydro | FR | BEAUMONT-SUR-DURANCE | 40.6 |  |  | 1968 |  |  | FALSE
361 | Hydro | FR | BEAUVOIR | 32.1 |  |  | 1963 |  |  | FALSE
362 | Waste | UK | BECKTON STW | 11.4 |  |  | 1998 |  |  | FALSE
363 | GasSteam | DE | BEDBURG | 16.5504 |  |  | 1988 |  | 42.67% | FALSE
364 | Coal | PL | BEDZIN | 75.795 |  |  | 1975 |  | 37.53% | TRUE
365 | OCGT | UK | BEESTON BOOTS | 14.406 |  |  | 1996 |  | 36.66% | TRUE
366 | Lignite | PL | BELCHATOW | 3992.8 |  |  | 1982 |  | 38.6% | TRUE
367 | Lignite | PL | BELCHATOW-II | 789.36 |  |  | 2011 |  | 47.3% | FALSE
368 | Hydro | ES | BELESAR-I | 225 |  |  | 1963 |  |  | FALSE
369 | OCOT | FR | BELFORT ALSTHOM | 29.008 |  |  | 1979 |  | 32.24% | FALSE
370 | Hydro | BG | BELI ISKAR | 16.8 |  |  | 1955 |  |  | FALSE
371 | OilSteam | HR | BELISCE MILL | 18.72 |  |  | 1971 |  | 37.26% | TRUE
372 | Nuclear | FR | BELLEVILLE | 2589.7 |  |  | 1987 |  | 33% | FALSE
373 | Hydro | FR | BELLEVILLE HYDRO | 40 |  |  | 1955 |  |  | FALSE
374 | Hydro | FR | BELLEY | 91 |  |  | 1981 |  |  | FALSE
375 | OCGT | ES | BELLVEI RENCAT | 13.23 |  |  | 1993 |  | 35.88% | TRUE
376 | Hydro | BG | BELMEKEN | 225 |  |  | 1969 |  |  | FALSE
377 | PSP | BG | BELMEKEN | 150 | 150 | 1200 | 1970 |  |  | FALSE
379 | Hydro | PT | BELVER | 77.4 |  |  | 1951 |  |  | FALSE
380 | Hydro | IT | BELVISO | 69 |  |  | 1947 |  |  | FALSE
381 | Hydro | ES | BEMBEZAR | 15.12 |  |  | 1962 |  |  | FALSE
382 | Hydro | PT | BEMPOSTA | 210 |  |  | 1964 |  |  | FALSE
383 | Hydro | ES | BENAGEBER | 19 |  |  | 1996 |  |  | FALSE
384 | OCGT | ES | BENIFAIO PLANT | 22.3538 |  |  | 1989 |  | 34.84% | TRUE
385 | Hydro | ES | BENOS | 16 |  |  | 1952 |  |  | FALSE
386 | OCGT | RS | BEOGRAD | 94.08 |  |  | 1965 |  | 28.6% | TRUE
387 | Hydro | RO | BERESTI | 43.5 |  |  | 1986 |  |  | FALSE
388 | Waste | IT | BERGAMO | 10.7 |  |  | 2005 |  |  | FALSE
389 | OCGT | IT | BERGAMO PLANT | 10.78 |  |  | 2004 |  | 38.74% | TRUE
390 | Hydro | SE | BERGEFORSEN | 155 |  |  | 1955 |  |  | FALSE
391 | OCGT | NL | BERGEN OP ZOOM GE | 75.068 |  |  | 1984 |  | 33.54% | TRUE
392 | CCGT | NL | BERGEN OP ZOOM PNEM | 32.64 |  |  | 1995 |  | 50% | FALSE
393 | GasSteam | NL | BERGEN OP ZOOM WKC | 10.944 |  |  | 1994 |  | 44.59% | TRUE
394 | Waste | NO | BERGEN WTE | 21.48 |  |  | 1999 |  |  | TRUE
395 | Hydro | DE | BERGHEIM | 19.8 |  |  | 1968 |  |  | FALSE
396 | Coal | DE | BERGKAMEN | 722.61 |  |  | 1981 |  | 39.44% | TRUE
397 | Biomass | DE | BERGKAMEN INTERWOOD | 20 |  |  | 2006 |  |  | TRUE
398 | GasSteam | NL | BERGUM | 320.64 |  |  | 1975 |  | 38.53% | FALSE
399 | OCGT | NL | BERGUM | 145.04 |  |  | 1986 |  | 34.06% | FALSE
400 | Hydro | SE | BERGVATTNET | 21.2 |  |  | 1968 |  |  | FALSE
401 | Hydro | SE | BERGVIK | 17 |  |  | 1961 |  |  | FALSE
402 | CCGT | NL | BERKELCENTRALE | 69.312 |  |  | 1995 |  | 50% | FALSE
403 | GasSteam | DE | BERLIN SCHERING | 15.888 |  |  | 1976 |  | 38.85% | TRUE
404 | CCGT | DE | BERNBURG ALKALI | 138.24 |  |  | 1994 |  | 49.33% | FALSE
405 | OilSteam | FR | BERRE L'ETANG | 30.72 |  |  | 1966 |  | 35.66% | TRUE
406 | OilSteam | FR | BERRE L'ETANG | 33.408 |  |  | 1971 |  | 37.26% | FALSE
407 | Hydro | DE | BERTOLDSHEIM | 18.9 |  |  | 1968 |  |  | FALSE
408 | CCGT | IT | BERTONICO-TURANO | 768 |  |  | 2011 |  | 60.67% | FALSE
409 | Hydro | ES | BESAYA | 57.6 |  |  | 1959 |  |  | FALSE
410 | CCGT | ES | BESOS | 1190.4 |  |  | 2002 |  | 54.67% | FALSE
411 | CCGT | ES | BESOS GN | 384 |  |  | 2002 |  | 54.67% | FALSE
412 | OCGT | ES | BESOS PLANT | 27.4596 |  |  | 1999 |  | 37.44% | TRUE
413 | Hydro | SE | BETSELE | 25 |  |  | 1965 |  |  | FALSE
414 | OCGT | BE | BEVEREN PHENOLCHEMIE | 21.56 |  |  | 1994 |  | 36.14% | TRUE
415 | Coal | DE | BEXBACH C | 718.89 |  |  | 1983 |  | 40.08% | FALSE
416 | Hydro | FR | BEYSSAC | 30.1 |  |  | 1964 |  |  | FALSE
417 | Nuclear | CH | BEZNAU | 693.5 |  |  | 1969 |  | 33% | FALSE
418 | Hydro | CH | BEZNAU HYDRO | 21.45 |  |  | 1927 |  |  | FALSE
419 | OCGT | CH | BEZNAU-DOTTINGEN | 57.82 |  |  | 1995 |  | 36.4% | FALSE
420 | OCGT | DE | BHKW COTTBUS | 17.15 |  |  | 1998 |  | 37.18% | FALSE
421 | OCOT | DE | BHKW KEMPTEN | 45.4916 |  |  | 1988 |  | 34.58% | FALSE
422 | OCGT | DE | BHKW OBERE VIEHWEIDE | 12.544 |  |  | 2000 |  | 37.7% | TRUE
423 | OCGT | DE | BHKW SUHL | 14.406 |  |  | 1995 |  | 36.4% | TRUE
424 | Coal | PL | BIALYSTOK | 144.15 |  |  | 1978 |  | 38.49% | TRUE
425 | CCGT | IT | BIANDRONNO WHIRLPOOL | 12.48 |  |  | 2007 |  | 58% | FALSE
426 | Hydro | CH | BIASCA | 280 |  |  | 1959 |  |  | FALSE
427 | Coal | PL | BIELBAW | 9.672 |  |  | 1928 |  | 22.55% | TRUE
428 | Coal | DE | BIELEFELD | 50.22 |  |  | 1980 |  | 39.12% | FALSE
429 | OCOT | DE | BIELEFELD | 23.52 |  |  | 1978 |  | 31.98% | FALSE
430 | Waste | DE | BIELEFELD-HERFORD | 26 |  |  | 1981 |  |  | TRUE
431 | OCGT | IT | BIELLA | 15.6016 |  |  | 1993 |  | 35.88% | TRUE
432 | Coal | PL | BIELSKO-BIALA | 100.161 |  |  | 1960 |  | 32.75% | TRUE
433 | Coal | PL | BIELSKO-POLNOC | 51.15 |  |  | 1997 |  | 44.54% | TRUE
434 | Hydro | ES | BIESCAS | 64.4 |  |  | 1969 |  |  | FALSE
435 | Hydro | CH | BIEUDRON | 1269 |  |  | 1999 |  |  | FALSE
436 | Hydro | IT | BIFERNO | 15.832 |  |  | 1980 |  |  | FALSE
437 | Hydro | DE | BIGGE | 15.4 |  |  | 1964 |  |  | FALSE
438 | OilSteam | ES | BILBAO WORKS | 15.84 |  |  | 1976 |  | 38.85% | TRUE
439 | OilSteam | FR | BILLANCOURT FACTORY | 19.2 |  |  | 1933 |  | 25.14% | TRUE
440 | OilSteam | FR | BILLANCOURT FACTORY | 18.048 |  |  | 1931 |  | 24.51% | FALSE
441 | CCGT | UK | BILLINGHAM NITRIC | 22.08 |  |  | 1983 |  | 42% | FALSE
442 | Hydro | NO | BINGFOSS | 32.4 |  |  | 1978 |  |  | FALSE
443 | Biomass | ES | BIOELECTRICA LINARES | 15 |  |  | 2010 |  |  | TRUE
444 | Hydro | FR | BIOGE | 17.2 |  |  | 1951 |  |  | FALSE
446 | Waste | BE | BIOSTEAM | 17.9 |  |  | 2009 |  |  | TRUE
447 | Hydro | FR | BIOUS | 13.9 |  |  | 1957 |  |  | FALSE
448 | Hydro | CH | BIRSFELDEN | 100 |  |  | 1954 |  |  | FALSE
449 | Biomass | DE | BISCHOFFERODE | 20 |  |  | 2006 |  |  | TRUE
450 | Hydro | AT | BISCHOFHOFEN | 16 |  |  | 1984 |  |  | FALSE
451 | Hydro | CH | BISISTHAL | 15 |  |  | 1956 |  |  | FALSE
452 | Hydro | FR | BISSORTE | 225 |  |  | 1936 |  |  | FALSE
453 | PSP | FR | BISSORTE | 600 | 600 | 4800 | 1983 |  |  | FALSE
454 | Hydro | RS | BISTRICA EPS | 103.92 |  |  | 1958 |  |  | FALSE
455 | Hydro | AL | BISTRICA KESH | 28.4 |  |  | 1962 |  |  | FALSE
456 | Lignite | MK | BITOLA | 621 |  |  | 1982 |  | 38.6% | FALSE
457 | Hydro | CH | BITSCH | 356 |  |  | 1969 |  |  | FALSE
458 | Hydro | DE | BITTENBRUNN | 19.8 |  |  | 1968 |  |  | FALSE
459 | CCGT | DE | BITTERFELD | 109.44 |  |  | 2000 |  | 53.33% | FALSE
460 | Hydro | NO | BJELLAND | 53 |  |  | 1974 |  |  | FALSE
461 | Hydro | NO | BJERKA | 20 |  |  | 1971 |  |  | FALSE
462 | OCGT | DK | BJERRINGBRO | 11.9952 |  |  | 1993 |  | 35.88% | TRUE
463 | Hydro | NO | BJOLVO | 54 |  |  | 1972 |  |  | FALSE
464 | Hydro | NO | BJOLVO NEW | 99.2 |  |  | 2004 |  |  | FALSE
465 | Hydro | SE | BJORNA | 17 |  |  | 1986 |  |  | FALSE
466 | Hydro | SE | BJURFORS NEDRE | 78 |  |  | 1959 |  |  | FALSE
467 | Hydro | SE | BJURFORS OVRE | 45.99 |  |  | 1962 |  |  | FALSE
468 | Waste | DE | BKB HANNOVER | 27.4 |  |  | 2005 |  |  | TRUE
469 | Waste | DE | BKB STAPELFELD | 22 |  |  | 1979 |  |  | FALSE
470 | Coal | PL | BLACHOWNIA | 56.73 |  |  | 1968 |  | 35.3% | TRUE
471 | Coal | PL | BLACHOWNIA | 102.3 |  |  | 1958 |  | 32.11% | FALSE
472 | CCGT | UK | BLACKBURN MILL | 59.712 |  |  | 2002 |  | 54.67% | FALSE
473 | Hydro | NO | BLAFALLI VIK | 235 |  |  | 2006 |  |  | FALSE
474 | Hydro | NO | BLAFALLI-2 | 67.6 |  |  | 1953 |  |  | FALSE
475 | Hydro | NO | BLAFALLI-3 | 105.95 |  |  | 1968 |  |  | FALSE
476 | Hydro | NO | BLAFALLI-4 | 13.5 |  |  | 1981 |  |  | FALSE
477 | Hydro | SI | BLANCA | 37.98 |  |  | 2009 |  |  | FALSE
478 | Hydro | SE | BLASJON | 58 |  |  | 1957 |  |  | FALSE
479 | Nuclear | FR | BLAYAIS | 3613.8 |  |  | 1981 |  | 33% | FALSE
480 | PSP | DE | BLEILOCH | 80 | 80 | 640 | 1932 |  |  | FALSE
481 | GasSteam | FR | BLENDECQUES MILL | 13.44 |  |  | 2002 |  | 47.14% | TRUE
482 | Coal | FR | BLENOD | 697.5 |  |  | 1966 |  | 34.66% | FALSE
483 | Hydro | SE | BLYBERG | 15.1 |  |  | 1969 |  |  | FALSE
484 | Biomass | DE | BMHKW EMDEN | 20 |  |  | 2005 |  |  | FALSE
485 | Biomass | DE | BMHKW LUNEN | 20 |  |  | 2006 |  |  | TRUE
486 | Biomass | DE | BMHKW RECKLINGHAUSEN | 16.56 |  |  | 2004 |  |  | TRUE
487 | Biomass | DE | BMKW MANNHEIM | 20 |  |  | 2003 |  |  | FALSE
488 | Waste | DE | BOBLINGEN | 12 |  |  | 1999 |  |  | TRUE
489 | Lignite | BG | BOBOV DOL | 386.4 |  |  | 1973 |  | 35.9% | FALSE
490 | Hydro | BA | BOCAC | 110 |  |  | 1981 |  |  | FALSE
491 | GasSteam | DE | BOCHUM | 20.16 |  |  | 2003 |  | 47.46% | TRUE
492 | Hydro | AT | BOCKSTEIN | 46 |  |  | 1981 |  |  | FALSE
493 | Hydro | SE | BODEN | 74 |  |  | 1971 |  |  | FALSE
494 | Hydro | SE | BODUM | 12 |  |  | 1975 |  |  | FALSE
495 | CCGT | IT | BOFFALORA MAGENTA | 86.4 |  |  | 1998 |  | 52% | FALSE
496 | Hydro | IT | BOFFETTO | 10.4 |  |  | 1917 |  |  | FALSE
497 | Hydro | NO | BOGNA | 58.8 |  |  | 1971 |  |  | FALSE
498 | Hydro | ES | BOHI | 16 |  |  | 1956 |  |  | FALSE
499 | Nuclear | SK | BOHUNICE | 959.5 |  |  | 1984 |  | 33% | TRUE
500 | OCOT | ES | BOINERSA | 26.2395 |  |  | 1997 |  | 36.92% | TRUE
501 | Hydro | ES | BOLARQUE | 28 |  |  | 1954 |  |  | FALSE
502 | PSP | ES | BOLARQUE | 208 | 208 | 1664 | 1973 |  |  | FALSE
503 | OCGT | IT | BOLGIANO | 39.2 |  |  | 1983 |  | 33.28% | TRUE
504 | Hydro | IT | BOLOGNANO | 30.6 |  |  | 1912 |  |  | FALSE
505 | Hydro | FR | BOLOZON | 21.6 |  |  | 1931 |  |  | FALSE
506 | Waste | UK | BOLTON WTE | 10.48 |  |  | 1999 |  |  | FALSE
507 | GasSteam | DE | BONN SUD | 15.072 |  |  | 1991 |  | 43.63% | TRUE
508 | OCGT | DE | BONN SUD | 22.54 |  |  | 1998 |  | 37.18% | TRUE
509 | Hydro | UK | BONNINGTON | 11 |  |  | 1926 |  |  | FALSE
510 | Hydro | FR | BORDERES | 11 |  |  | 1973 |  |  | FALSE
511 | Hydro | IT | BORDOGNA REBUILD | 70.68 |  |  | 1999 |  |  | FALSE
512 | OCOT | PT | BOREALIS | 14.994 |  |  | 1980 |  | 32.5% | TRUE
513 | Hydro | SE | BORGFORSEN | 26 |  |  | 1965 |  |  | FALSE
514 | Biomass | DE | BORSIGSTRASSE | 23.13 |  |  | 2005 |  |  | TRUE
515 | Waste | DE | BORSIGSTRASSE | 22.23 |  |  | 1963 |  |  | FALSE
516 | OCGT | HU | BORSODCHEM | 49 |  |  | 2001 |  | 37.96% | TRUE
517 | Coal | NL | BORSSELE | 390.6 |  |  | 1987 |  | 41.36% | FALSE
518 | Nuclear | NL | BORSSELE | 475 |  |  | 1973 |  | 33% | FALSE
519 | OCGT | NL | BORSSELE | 17.64 |  |  | 1972 |  | 30.42% | FALSE
520 | Hydro | FR | BORT | 215 |  |  | 1952 |  |  | FALSE
521 | Hydro | FR | BORT-RHUE | 10.7 |  |  | 1954 |  |  | FALSE
522 | OilSteam | RO | BORZESTI | 403.2 |  |  | 1968 |  | 36.3% | FALSE
523 | OilSteam | BA | BOSANSKI BROD | 33.12 |  |  | 1966 |  | 35.66% | FALSE
524 | Hydro | AT | BOSDORNAU | 25.7 |  |  | 1930 |  |  | FALSE
525 | Hydro | ES | BOSOST | 21.6 |  |  | 1956 |  |  | FALSE
526 | Hydro | SI | BOSTANJ | 32.4 |  |  | 2006 |  |  | FALSE
527 | CCGT | NL | BOTLEK ENECO | 43.2 |  |  | 1997 |  | 51.33% | FALSE
528 | OCGT | NL | BOTLEK REFINERY | 37.534 |  |  | 1991 |  | 35.36% | TRUE
529 | Hydro | PT | BOUCA | 44 |  |  | 1955 |  |  | FALSE
530 | Coal | FR | BOUCHAIN | 232.5 |  |  | 1970 |  | 35.94% | FALSE
531 | OCGT | UK | BOULBY MINE | 15.68 |  |  | 2002 |  | 38.22% | TRUE
532 | Hydro | FR | BOURG-LES-VALENCE | 186 |  |  | 1968 |  |  | FALSE
533 | Hydro | FR | BOURNILLON | 26.7 |  |  | 1941 |  |  | FALSE
534 | Lignite | DE | BOXBERG | 834.44 |  |  | 2000 |  | 44% | TRUE
535 | Lignite | DE | BOXBERG | 920 |  |  | 1978 |  | 37.4% | FALSE
536 | Hydro | NO | BOYLEFOSS | 43 |  |  | 1963 |  |  | FALSE
537 | CCGT | UK | BRADFORD ALLIED | 13.728 |  |  | 1987 |  | 44.67% | FALSE
538 | Hydro | RO | BRADISOR | 115 |  |  | 1982 |  |  | FALSE
539 | OilSteam | RO | BRAILA | 736.32 |  |  | 1973 |  | 37.89% | FALSE
540 | OCGT | DK | BRAMMING | 15.3811 |  |  | 1994 |  | 36.14% | TRUE
541 | Hydro | CH | BRAMOIS | 27.35 |  |  | 1915 |  |  | FALSE
542 | GasSteam | DE | BRAMOW | 12 |  |  | 1964 |  | 35.02% | TRUE
543 | OCGT | UK | BRAN SANDS STP | 15.288 |  |  | 1999 |  | 37.44% | TRUE
544 | Hydro | ES | BRANDARIZ | 17.5 |  |  | 2007 |  |  | FALSE
545 | OCGT | DE | BRANDENBURG | 36.26 |  |  | 1997 |  | 36.92% | TRUE
546 | Hydro | NO | BRASKEREIDFOSS | 22 |  |  | 1978 |  |  | FALSE
547 | Lignite | RO | BRASOV | 92 |  |  | 1990 |  | 41% | TRUE
548 | Hydro | FR | BRASSAC | 22.5 |  |  | 1980 |  |  | FALSE
549 | CCGT | SK | BRATISLAVA PPC | 206.4 |  |  | 1998 |  | 52% | FALSE
550 | OCGT | SK | BRATISLAVA-I | 152.88 |  |  | 1997 |  | 36.92% | TRUE
551 | Hydro | NO | BRATSBERG | 124 |  |  | 1977 |  |  | FALSE
552 | Hydro | NO | BRATTSET | 80 |  |  | 1982 |  |  | FALSE
553 | Hydro | IT | BRAULIO | 18.4 |  |  | 1986 |  |  | FALSE
554 | Hydro | DE | BRAUNAU-SIMBACH | 96 |  |  | 1953 |  |  | FALSE
555 | Coal | DE | BRAUNSCHWEIG MITTE | 87.606 |  |  | 1984 |  | 40.4% | TRUE
556 | OCGT | DE | BRAUNSCHWEIG NORD | 25.48 |  |  | 1990 |  | 35.1% | TRUE
557 | Hydro | FR | BREGNIER-CORDON | 75.34 |  |  | 1984 |  |  | FALSE
558 | Hydro | NO | BREIAVA | 14.4 |  |  | 2006 |  |  | FALSE
559 | OCGT | DE | BREMEN CR3 | 14.994 |  |  | 1993 |  | 35.88% | TRUE
560 | Hydro | CH | BREMGARTEN-ZUFIKON | 20 |  |  | 1975 |  |  | FALSE
561 | OCOT | FR | BRENNILIS | 289.1 |  |  | 1980 |  | 32.5% | FALSE
562 | OCOT | IT | BRESCIA NORD | 24.99 |  |  | 1984 |  | 33.54% | TRUE
563 | Hydro | IT | BRESSANONE | 87 |  |  | 1940 |  |  | FALSE
564 | CCGT | FR | BRESSE-SUR-BRAYE MILL | 45.216 |  |  | 2000 |  | 53.33% | FALSE
565 | OCOT | FR | BREST PORTZIC | 39.2 |  |  | 1980 |  | 32.5% | FALSE
566 | CCGT | SI | BRESTANICA | 24.48 |  |  | 1943 |  | 15.33% | FALSE
567 | CCOT | SI | BRESTANICA | 66.24 |  |  | 1975 |  | 36.67% | FALSE
568 | OCGT | SI | BRESTANICA | 223.44 |  |  | 2001 |  | 37.96% | FALSE
569 | OCGT | DE | BREUBERG/ODENWALD | 10.486 |  |  | 2000 |  | 37.7% | TRUE
570 | GasSteam | UK | BRIDGEWATER FACTORY | 10.56 |  |  | 1966 |  | 35.66% | TRUE
571 | CCGT | UK | BRIDGEWATER PAPER | 55.4592 |  |  | 2000 |  | 53.33% | FALSE
572 | Hydro | CH | BRIGELS-TAVANASA | 13 |  |  | 1960 |  |  | FALSE
573 | CCGT | UK | BRIGHTON | 384 |  |  | 2002 |  | 54.67% | FALSE
574 | GasSteam | DE | BRILON WORKS | 20.4576 |  |  | 1990 |  | 43.31% | TRUE
575 | OCGT | DE | BRILON WORKS | 14.406 |  |  | 1996 |  | 36.66% | TRUE
576 | CCGT | IT | BRINDISI ENIPOWER | 1123.2 |  |  | 2006 |  | 57.33% | TRUE
577 | CCGT | IT | BRINDISI ENIPOWER | 144.96 |  |  | 2006 |  | 57.33% | FALSE
578 | OilSteam | IT | BRINDISI MONTEDISON | 136.32 |  |  | 1969 |  | 36.62% | TRUE
579 | Coal | IT | BRINDISI NORD | 1190.4 |  |  | 1969 |  | 35.62% | FALSE
580 | Coal | IT | BRINDISI SUD | 2455.2 |  |  | 1991 |  | 42.63% | FALSE
581 | Biomass | SE | BRISTA | 44 |  |  | 1997 |  |  | TRUE
582 | Biomass | ES | BRIVIESCA | 18 |  |  | 2010 |  |  | FALSE
584 | Hydro | CH | BROC REBUILD | 17.6 |  |  | 1963 |  |  | FALSE
585 | Biomass | UK | BROGBOROUGH LANDFILL | 19.596 |  |  | 1991 |  |  | FALSE
586 | Nuclear | DE | BROKDORF | 1406 |  |  | 1986 | 2021 | 33% | FALSE
587 | Hydro | NO | BROKKE | 333.8 |  |  | 1964 |  |  | FALSE
588 | Hydro | FR | BROMMAT | 333.46 |  |  | 1931 |  |  | FALSE
589 | OCGT | DK | BRONDERSLEV | 20.9916 |  |  | 1995 |  | 36.4% | TRUE
590 | Hydro | IT | BROSSACO | 36.2 |  |  | 1943 |  |  | FALSE
591 | Biomass | AT | BRUCK MILL | 20.09 |  |  | 1992 |  |  | TRUE
592 | CCGT | BE | BRUGGE-HERDERSBRUG | 445.632 |  |  | 1998 |  | 52% | FALSE
593 | Hydro | NO | BRULANDSFOSSEN | 12 |  |  | 1989 |  |  | FALSE
594 | Hydro | IT | BRUNICO | 42 |  |  | 1958 |  |  | FALSE
595 | OCOT | DE | BRUNSBUTTEL GT | 242.256 |  |  | 1973 |  | 30.68% | FALSE
596 | Hydro | PL | BRZEG DOLNY (WALY SLASKIE) | 12.72 |  |  | 1958 |  |  | FALSE
597 | GasSteam | RO | BUCHAREST GROZAVESTI | 96 |  |  | 1964 |  | 35.02% | TRUE
598 | GasSteam | RO | BUCHAREST PROGRESU | 192 |  |  | 1987 |  | 42.36% | TRUE
599 | GasSteam | RO | BUCHAREST-SUD | 528 |  |  | 1965 |  | 35.34% | TRUE
600 | CCGT | RO | BUCHAREST-VEST | 240 |  |  | 2009 |  | 59.33% | TRUE
601 | GasSteam | RO | BUCHAREST-VEST | 240 |  |  | 1975 |  | 38.53% | TRUE
602 | Waste | CH | BUCHS | 16.7 |  |  | 1974 |  |  | TRUE
603 | Hydro | RO | BUDEASA | 11.5 |  |  | 1978 |  |  | FALSE
604 | Hydro | ES | BUENDIA | 55.29 |  |  | 1955 |  |  | FALSE
605 | Coal | DE | BUER | 76.26 |  |  | 1985 |  | 40.72% | TRUE
606 | Nuclear | FR | BUGEY | 3537.8 |  |  | 1978 |  | 33% | FALSE
607 | Hydro | RO | BUHUSI | 11 |  |  | 1964 |  |  | FALSE
608 | Hydro | SE | BULLERFORSEN | 19.2 |  |  | 1912 |  |  | FALSE
609 | GasSteam | LU | BURBACH STEEL MILL | 28.8 |  |  | 1961 |  | 34.07% | FALSE
610 | OCGT | BG | BURGAS | 17.64 |  |  | 2007 |  | 39.52% | FALSE
611 | GasSteam | DE | BURGHAUSEN WORKS | 76.8 |  |  | 1987 |  | 42.36% | TRUE
612 | OCGT | DE | BURGHAUSEN WORKS | 120.932 |  |  | 2001 |  | 37.96% | TRUE
613 | OCGT | UK | BURGHFIELD | 44.1 |  |  | 1998 |  | 37.18% | FALSE
614 | Hydro | CH | BURGLEN | 20.7 |  |  | 1967 |  |  | FALSE
615 | OCGT | ES | BURGOS CAMPOFRIO | 11.76 |  |  | 1996 |  | 36.66% | TRUE
616 | OCGT | ES | BURGOS S MARTA | 18.816 |  |  | 1994 |  | 36.14% | TRUE
617 | Hydro | ES | BURGUILLO | 48.8 |  |  | 1930 |  |  | FALSE
618 | Biomass | BE | BURTONVILLE | 20.4 |  |  | 2008 |  |  | TRUE
619 | CCGT | UK | BURY ST EDMUNDS PLANT | 72.96 |  |  | 1999 |  | 52.67% | FALSE
620 | Lignite | DE | BUSCHHAUS | 349.6 |  |  | 1985 |  | 39.5% | FALSE
621 | PSP | BA | BUSKO BLATO | 11.4 | 11.4 | 91.2 | 1974 |  |  | FALSE
622 | Hydro | IT | BUSSENTO | 59.96 |  |  | 1958 |  |  | FALSE
623 | CCGT | IT | BUSSI | 127.68 |  |  | 1995 |  | 50% | FALSE
624 | Hydro | IT | BUSSOLENGO | 48.6 |  |  | 1940 |  |  | FALSE
625 | OCGT | ES | BUTARQUE LANDFILL | 17.64 |  |  | 2002 |  | 38.22% | TRUE
626 | Biomass | DE | BVA HAGEN-KABEL | 20 |  |  | 2005 |  |  | TRUE
627 | Hydro | SE | BYARFORSEN | 16 |  |  | 1976 |  |  | FALSE
628 | Coal | PL | BYDGOSZCZ-I | 13.02 |  |  | 1941 |  | 26.69% | TRUE
629 | Coal | PL | BYDGOSZCZ-II | 157.17 |  |  | 1971 |  | 36.26% | TRUE
630 | Hydro | NO | BYRKJELO | 14 |  |  | 2007 |  |  | FALSE
631 | Hydro | NO | BYRTE | 20 |  |  | 1968 |  |  | FALSE
632 | GasSteam | FR | CABELLES CARBON PLANT | 19.2 |  |  | 1989 |  | 42.99% | TRUE
633 | OCGT | ES | CABRA BIOMASS | 12.74 |  |  | 2006 |  | 39.26% | TRUE
634 | Hydro | PT | CABRIL | 108 |  |  | 1954 |  |  | FALSE
635 | Hydro | IT | CADARESE | 70 |  |  | 2002 |  |  | FALSE
636 | Hydro | FR | CADEROUSSE | 195.18 |  |  | 1975 |  |  | FALSE
639 | OCGT | IT | CAIRO MONTENOTTE WORKS | 23.5494 |  |  | 1997 |  | 36.92% | FALSE
640 | Hydro | FR | CAJARC | 13.5 |  |  | 1942 |  |  | FALSE
641 | Hydro | HR | CAKOVEC | 77.44 |  |  | 1982 |  |  | FALSE
642 | Hydro | ES | CALA | 12.8 |  |  | 1927 |  |  | FALSE
643 | OilSteam | IT | CALALZO | 19.2 |  |  | 1970 |  | 36.94% | FALSE
644 | Biomass | DE | CALBE | 10.2 |  |  | 1995 |  |  | TRUE
645 | Waste | FR | CALCE | 21.6 |  |  | 2003 |  |  | TRUE
646 | Hydro | PT | CALDEIRAO | 40 |  |  | 1994 |  |  | FALSE
649 | Hydro | ES | CALDES | 32.64 |  |  | 1958 |  |  | FALSE
650 | Hydro | IT | CALICE | 23.2 |  |  | 1941 |  |  | FALSE
651 | Hydro | RO | CALIMANESTI-OLT | 38 |  |  | 1981 |  |  | FALSE
652 | Hydro | RO | CALIMANESTI-SIRET | 40 |  |  | 1993 |  |  | FALSE
653 | Hydro | IT | CALUSIA | 67.6 |  |  | 1931 |  |  | FALSE
654 | Biomass | UK | CALVERT LANDFILL | 25.2 |  |  | 1992 |  |  | FALSE
655 | Hydro | FR | CALYPSO | 19.5 |  |  | 1948 |  |  | FALSE
656 | Hydro | ES | CAMARASA | 60 |  |  | 1989 |  |  | FALSE
657 | Hydro | ES | CAMARMENA | 13.6 |  |  | 1921 |  |  | FALSE
658 | Hydro | FR | CAMBEYRAC | 20 |  |  | 1957 |  |  | FALSE
659 | Coal | FR | CAMBRAI SUGAR FACTORY | 12.09 |  |  | 1970 |  | 35.94% | TRUE
660 | OCGT | IT | CAMERATA PICENA | 101.92 |  |  | 1974 |  | 30.94% | FALSE
661 | Hydro | FR | CAMPAN | 25.5 |  |  | 1950 |  |  | FALSE
662 | CCGT | ES | CAMPANILLAS | 408 |  |  | 2011 |  | 60.67% | FALSE
663 | OCGT | ES | CAMPO DE CRIPTANA | 19.6 |  |  | 2007 |  | 39.52% | TRUE
664 | CCGT | ES | CAMPO DE GIBRALTAR | 768 |  |  | 2004 |  | 56% | FALSE
665 | OCGT | ES | CAMPO EBRO AMYLUM | 12.446 |  |  | 1993 |  | 35.88% | TRUE
666 | Hydro | IT | CAMPO MORO | 36.5 |  |  | 1965 |  |  | FALSE
667 | Hydro | IT | CAMPO SONDRIO | 37.36 |  |  | 1936 |  |  | FALSE
668 | Hydro | CH | CAMPOCOLOGNO | 51.5 |  |  | 1950 |  |  | FALSE
669 | OCGT | IT | CAMPOMARINO | 86.24 |  |  | 1984 |  | 33.54% | FALSE
670 | Hydro | ES | CAMPOREDONDO | 11.25 |  |  | 1932 |  |  | FALSE
671 | Hydro | ES | CAMPORRIONDI | 15.2 |  |  | 1945 |  |  | FALSE
672 | CCGT | IT | CANDELA | 369.6 |  |  | 2005 |  | 56.67% | FALSE
678 | Hydro | ES | CANELLES | 108 |  |  | 1959 |  |  | FALSE
679 | Hydro | IT | CANEVA REBUILD | 36 |  |  | 1993 |  |  | FALSE
680 | Hydro | PT | CANICADA | 62 |  |  | 1955 |  |  | FALSE
682 | Hydro | IT | CANTERNO | 12 |  |  | 1945 |  |  | FALSE
683 | Hydro | IT | CAORIA | 37.98 |  |  | 1947 |  |  | FALSE
684 | Hydro | ES | CAPDELLA | 31.94 |  |  | 1985 |  |  | FALSE
685 | PSP | BA | CAPLJINA | 430 | 430 | 3440 | 1979 |  |  | FALSE
686 | Hydro | IT | CAPODIPONTE CASTELLANO | 33 |  |  | 1949 |  |  | FALSE
687 | Hydro | IT | CAPODIPONTE TRONTO | 10.5 |  |  | 1955 |  |  | FALSE
688 | PSP | IT | CAPRIATI(LETE SAVA) | 115 | 115 | 920 | 1966 |  |  | FALSE
689 | OCGT | ES | CARBALLO UNEMSA | 25.2105 |  |  | 1996 |  | 36.66% | TRUE
690 | Geothermal | IT | CARBOLI | 40 |  |  | 1994 |  |  | FALSE
691 | Hydro | FR | CARBONNE | 24.3 |  |  | 1969 |  |  | FALSE
692 | Hydro | IT | CARDANO | 121 |  |  | 1929 |  |  | FALSE
693 | Hydro | IT | CARLO ESTERLE | 32.4 |  |  | 1914 |  |  | FALSE
694 | OCGT | IT | CARMIGNANO PLANT | 11.27 |  |  | 2002 |  | 38.22% | TRUE
695 | Hydro | IT | CARONA | 47.92 |  |  | 1991 |  |  | FALSE
696 | OCGT | IT | CARPI MODENESE | 176.4 |  |  | 1982 |  | 33.02% | FALSE
697 | Hydro | PT | CARRAPATELO | 201 |  |  | 1971 |  |  | FALSE
698 | OCGT | PT | CARRICO | 29.4 |  |  | 2004 |  | 38.74% | TRUE
699 | OCGT | UK | CARRINGTON SHELL | 13.72 |  |  | 1968 |  | 29.38% | FALSE
700 | Hydro | UK | CARSFAD | 12 |  |  | 1935 |  |  | FALSE
701 | OCGT | ES | CARTAGENA ECOCARBURANTES | 20.58 |  |  | 1999 |  | 37.44% | TRUE
702 | CCGT | ES | CARTAGENA REPSOL | 42.9504 |  |  | 1993 |  | 48.67% | TRUE
703 | CCGT | ES | CARTAGENA SABIC | 92.064 |  |  | 2002 |  | 54.67% | FALSE
704 | OCGT | IT | CARTESAR MILL | 10.78 |  |  | 1997 |  | 36.92% | TRUE
707 | Hydro | UK | CASHLIE | 11 |  |  | 1957 |  |  | FALSE
708 | CCGT | IT | CASSANO D'ADDA | 955.2 |  |  | 2000 |  | 53.33% | TRUE
709 | OCGT | IT | CASSANO SPINOLA PLANT | 62.328 |  |  | 1997 |  | 36.92% | TRUE
710 | Hydro | IT | CASSINO | 48 |  |  | 1954 |  |  | FALSE
711 | OCGT | IT | CASSINO MILL | 12.8184 |  |  | 1995 |  | 36.4% | TRUE
712 | Hydro | UK | CASSLEY | 10.45 |  |  | 1959 |  |  | FALSE
713 | Hydro | CH | CASTASEGNA | 95 |  |  | 1980 |  |  | FALSE
714 | CCGT | ES | CASTEJON HC | 791.04 |  |  | 2002 |  | 54.67% | FALSE
715 | CCGT | ES | CASTEJON IBERDROLA | 364.8 |  |  | 2003 |  | 55.33% | FALSE
716 | Hydro | IT | CASTEL GIUBILEO | 17.01 |  |  | 1951 |  |  | FALSE
717 | OilSteam | IT | CASTELANZA | 24.576 |  |  | 1969 |  | 36.62% | FALSE
718 | Hydro | IT | CASTELBELLO | 60 |  |  | 1949 |  |  | FALSE
719 | OCGT | IT | CASTELBOLOGNESE CERDOMUS | 10.584 |  |  | 2008 |  | 39.78% | TRUE
720 | Hydro | IT | CASTELDELFINO | 28 |  |  | 1939 |  |  | FALSE
721 | CCGT | ES | CASTELLBISBAL MILL | 49.056 |  |  | 1996 |  | 50.67% | FALSE
722 | Hydro | IT | CASTELLETTO | 17 |  |  | 1923 |  |  | FALSE
723 | CCGT | ES | CASTELLON | 1526.4 |  |  | 2002 |  | 54.67% | FALSE
724 | OCGT | ES | CASTELLON PLANA PAMESA | 12.838 |  |  | 1990 |  | 35.1% | TRUE
725 | OCGT | ES | CASTELLON PROQUIMED | 13.132 |  |  | 1997 |  | 36.92% | TRUE
726 | OCGT | ES | CASTELLON REFINERY | 47.04 |  |  | 1996 |  | 36.66% | TRUE
727 | OCGT | ES | CASTELLON TAULLEL | 10.192 |  |  | 1997 |  | 36.92% | TRUE
728 | CCGT | IT | CASTELMASSA | 47.52 |  |  | 1994 |  | 49.33% | FALSE
729 | Hydro | FR | CASTELNAU | 34.6 |  |  | 1949 |  |  | FALSE
730 | CCGT | ES | CASTELNOU | 742.08 |  |  | 2006 |  | 57.33% | FALSE
731 | Hydro | PT | CASTELO DO BODE | 159 |  |  | 1951 |  |  | FALSE
732 | CCGT | ES | CASTILLA LA MANCHA | 139.2 |  |  | 1997 |  | 51.33% | FALSE
733 | Coal | ES | CASTILLA LA MANCHA | 176.7 |  |  | 1997 |  | 44.54% | FALSE
734 | Hydro | FR | CASTILLON | 53 |  |  | 1930 |  |  | FALSE
736 | CCGT | UK | CASTLEFORD C6 | 54.72 |  |  | 2000 |  | 53.33% | FALSE
737 | OCGT | UK | CASTNER KELLNER WORKS | 21.56 |  |  | 1986 |  | 34.06% | TRUE
738 | OCGT | UK | CASTNER KELLNER WORKS | 35.672 |  |  | 1986 |  | 34.06% | FALSE
739 | Hydro | ES | CASTREJON | 76.8 |  |  | 1966 |  |  | FALSE
740 | Hydro | ES | CASTRELO FENOSA | 112 |  |  | 1969 |  |  | FALSE
741 | Hydro | ES | CASTRELO XALLAS | 30.6 |  |  | 1952 |  |  | FALSE
742 | Hydro | ES | CASTRO ZAMORA | 189.8 |  |  | 1952 |  |  | FALSE
743 | Hydro | IT | CASTROCUCCO | 83 |  |  | 1973 |  |  | FALSE
744 | Hydro | IE | CATHLEENS FALLS | 45.4 |  |  | 1951 |  |  | FALSE
745 | Nuclear | FR | CATTENOM | 5175.6 |  |  | 1986 |  | 33% | FALSE
746 | Hydro | CH | CAVERGNO | 104 |  |  | 1955 |  |  | FALSE
747 | Hydro | IT | CAVILLA | 24 |  |  | 1954 |  |  | FALSE
748 | Waste | FR | CCUAT | 19.91 |  |  | 1984 |  |  | TRUE
749 | OilSteam | FR | CDS PLANT | 16.8 |  |  | 1978 |  | 39.49% | FALSE
750 | Hydro | UK | CEANNACROC | 24 |  |  | 1956 |  |  | FALSE
751 | Hydro | IT | CEDEGOLO EDISON | 74.05 |  |  | 1950 |  |  | FALSE
752 | Hydro | IT | CEDEGOLO ENEL | 13 |  |  | 1969 |  |  | FALSE
753 | Hydro | ES | CEDILLO | 473 |  |  | 1976 |  |  | FALSE
754 | CCGT | IT | CEF (FERRARA) | 136.896 |  |  | 1999 |  | 52.67% | TRUE
755 | CCGT | IT | CELANO SADAM | 172.8 |  |  | 1999 |  | 52.67% | TRUE
756 | CCGT | ES | CELLA FACTORY | 23.808 |  |  | 1997 |  | 51.33% | FALSE
757 | Hydro | IT | CENCENIGHE | 27 |  |  | 1939 |  |  | FALSE
758 | OCGT | IT | CENTRO CITTA | 11.3435 |  |  | 2001 |  | 37.96% | TRUE
759 | Hydro | IT | CEPRANO | 14 |  |  | 1929 |  |  | FALSE
760 | Lignite | ES | CERCS | 147.2 |  |  | 1971 |  | 35.3% | FALSE
761 | Hydro | ES | CERNADILLA | 30 |  |  | 1969 |  |  | FALSE
762 | Nuclear | RO | CERNAVODA | 1368 |  |  | 1996 |  | 33% | FALSE
763 | Hydro | RO | CERNAVODA HYDRO | 12.6 |  |  | 1989 |  |  | FALSE
764 | CCGT | CZ | CERVENY MLYN | 94.08 |  |  | 1998 |  | 52% | FALSE
765 | CCGT | IT | CET (TEVEROLA) | 136.896 |  |  | 1998 |  | 52% | TRUE
767 | PSP | BG | CHAIRA | 864 | 864 | 6912 | 1993 |  |  | FALSE
768 | OCGT | FR | CHALAMPE WORKS | 41.16 |  |  | 2001 |  | 37.96% | TRUE
769 | OilSteam | FR | CHALAMPE WORKS | 27.36 |  |  | 1964 |  | 35.02% | FALSE
770 | OCGT | FR | CHALON-SUR-SAONE | 24.5 |  |  | 2000 |  | 37.7% | TRUE
771 | CCGT | FR | CHAMBIERE | 14.592 |  |  | 1992 |  | 48% | TRUE
772 | Coal | FR | CHAMBIERE | 16.554 |  |  | 1961 |  | 33.07% | TRUE
773 | OCGT | FR | CHAMBIERE | 39.102 |  |  | 1991 |  | 35.36% | TRUE
774 | OilSteam | FR | CHAMBIERE | 11.808 |  |  | 1969 |  | 36.62% | TRUE
775 | Hydro | IT | CHAMPAGNE CVA-1 | 11.49 |  |  | 1921 |  |  | FALSE
776 | Hydro | IT | CHAMPAGNE CVA-2 | 27 |  |  | 1938 |  |  | FALSE
777 | Hydro | FR | CHAMPAGNY-BALLANDAZ | 19.2 |  |  | 1974 |  |  | FALSE
778 | OCGT | FR | CHAMPBLAIN MILL | 42.14 |  |  | 2000 |  | 37.7% | TRUE
779 | Hydro | FR | CHAMPCELLA | 10.8 |  |  | 1965 |  |  | FALSE
780 | Hydro | FR | CHAMP-II | 15.3 |  |  | 1965 |  |  | FALSE
781 | Hydro | CH | CHAMPSEC | 16.45 |  |  | 1930 |  |  | FALSE
782 | Hydro | CH | CHANCY-POUGNY | 30 |  |  | 1925 |  |  | FALSE
783 | Hydro | CH | CHANDOLINE | 150 |  |  | 1965 |  |  | FALSE
784 | Hydro | CH | CHANRION NEW | 27 |  |  | 1993 |  |  | FALSE
785 | OCOT | FR | CHANTIERS | 33.81 |  |  | 1965 |  | 28.6% | FALSE
786 | Biomass | FR | CHAPELLE DARBLAY MILL | 20 |  |  | 2007 |  |  | TRUE
787 | OCGT | DE | CHARLOTTENBURG | 137.2 |  |  | 1975 |  | 31.2% | TRUE
788 | OCOT | DE | CHARLOTTENBURG | 58.8 |  |  | 1975 |  | 31.2% | TRUE
789 | Hydro | FR | CHASTANG | 282.6 |  |  | 1949 |  |  | FALSE
790 | Hydro | FR | CHATELARD-ST-MARTIN | 13.3 |  |  | 1988 |  |  | FALSE
791 | Hydro | FR | CHATELARD-VALLORCINE | 210 |  |  | 1975 |  |  | FALSE
792 | Hydro | IT | CHATILLON CVA | 29 |  |  | 1940 |  |  | FALSE
793 | Hydro | FR | CHAUDANNE | 21.3 |  |  | 1952 |  |  | FALSE
794 | Hydro | FR | CHAUTAGNE | 91 |  |  | 1981 |  |  | FALSE
795 | Hydro | IT | CHAVONNE | 29 |  |  | 1922 |  |  | FALSE
796 | Coal | PL | CHEMARBEL | 9.672 |  |  | 1969 |  | 35.62% | TRUE
797 | Lignite | DE | CHEMNITZ NORD | 117.76 |  |  | 1988 |  | 40.4% | TRUE
798 | OilSteam | DE | CHEMNITZ NORD | 61.44 |  |  | 1986 |  | 42.04% | TRUE
799 | OCOT | DE | CHEMPARK DORMAGEN | 22.883 |  |  | 1981 |  | 32.76% | FALSE
800 | GasSteam | DE | CHEMPARK KREFELD-UERDINGEN | 166.464 |  |  | 1967 |  | 35.98% | FALSE
801 | Coal | DE | CHEMPARK LEVERKUSEN | 209.5662 |  |  | 1969 |  | 35.62% | FALSE
802 | OCOT | DE | CHEMPARK LEVERKUSEN | 22.883 |  |  | 1981 |  | 32.76% | FALSE
803 | Waste | CH | CHENEVIERS | 12.4 |  |  | 1978 |  |  | TRUE
804 | Waste | CH | CHENEVIERS | 18.6 |  |  | 1993 |  |  | FALSE
805 | Coal | FR | CHEVRIERES SUGAR MILL | 13.95 |  |  | 1984 |  | 40.4% | TRUE
806 | Hydro | FR | CHEYLAS | 12.12 |  |  | 1975 |  |  | FALSE
807 | Hydro | IT | CHIAVENNA | 60.45 |  |  | 1949 |  |  | FALSE
808 | OCGT | UK | CHICKERELL | 44.1 |  |  | 1998 |  | 37.18% | FALSE
809 | GasSteam | IT | CHIETI MILL | 11.808 |  |  | 1975 |  | 38.53% | TRUE
810 | Hydro | IT | CHIEVO | 30 |  |  | 1940 |  |  | FALSE
811 | Hydro | IT | CHIEVOLIS | 20.52 |  |  | 1961 |  |  | FALSE
812 | Nuclear | FR | CHINON-B | 3625.2 |  |  | 1982 |  | 33% | FALSE
813 | Hydro | IT | CHIOMONTE-SUSA | 11.2 |  |  | 1932 |  |  | FALSE
814 | OCGT | UK | CHIPPENHAM | 10.0058 |  |  | 2002 |  | 38.22% | FALSE
815 | Hydro | CH | CHIPPIS-RHONE | 51.8 |  |  | 1953 |  |  | FALSE
816 | OCGT | UK | CHIRK PLANT | 12.25 |  |  | 1993 |  | 35.88% | TRUE
817 | Geothermal | IT | CHIUSDINO | 20 |  |  | 2011 |  |  | FALSE
818 | CCGT | IT | CHIVASSO | 1104 |  |  | 2005 |  | 56.67% | FALSE
819 | OilSteam | IT | CHIVASSO (SIP) | 223.68 |  |  | 1956 |  | 32.48% | FALSE
820 | Hydro | PT | CHOCALHO | 22 |  |  | 1934 |  |  | FALSE
821 | Nuclear | FR | CHOOZ-B | 2964 |  |  | 1998 |  | 33% | FALSE
822 | Coal | PL | CHORZOW ELCHO | 204.6 |  |  | 2003 |  | 46.46% | TRUE
823 | Lignite | CZ | CHVALETICE | 736 |  |  | 1977 |  | 37.1% | TRUE
824 | Coal | PL | CHWALOWICE | 15.624 |  |  | 1993 |  | 43.27% | FALSE
825 | PSP | SK | CIERNY VAH | 672 | 672 | 5376 | 1982 |  |  | FALSE
826 | Hydro | FR | CIERP | 11.9 |  |  | 1948 |  |  | FALSE
827 | OCOT | BE | CIERREUX | 18.13 |  |  | 1971 |  | 30.16% | FALSE
828 | Hydro | ES | CIJARA | 102.1 |  |  | 1956 |  |  | FALSE
829 | Hydro | IT | CIMEGO-I | 219.9 |  |  | 1956 |  |  | FALSE
830 | Hydro | IT | CIMENA | 22.8 |  |  | 1949 |  |  | FALSE
831 | Hydro | RO | CINDESTI | 11.2 |  |  | 1989 |  |  | FALSE
832 | Hydro | ES | CIRAT | 15 |  |  | 1962 |  |  | FALSE
833 | Hydro | RO | CIRNESTI-I | 15.9 |  |  | 1987 |  |  | FALSE
834 | Hydro | RO | CIRNESTI-II | 11.5 |  |  | 1989 |  |  | FALSE
835 | OCGT | UK | CITIGEN | 31.36 |  |  | 1991 |  | 35.36% | TRUE
836 | GasSteam | IT | CITTA DI ROMA | 69.12 |  |  | 1957 |  | 32.79% | FALSE
837 | Nuclear | FR | CIVAUX | 2965.9 |  |  | 1998 |  | 33% | FALSE
838 | Hydro | IT | CIVIDATE | 61.5 |  |  | 1939 |  |  | FALSE
839 | Coal | IT | CIVITAVECCHIA | 223.2 |  |  | 1968 |  | 35.3% | FALSE
840 | Hydro | RO | CLABUCET | 64 |  |  | 1984 |  |  | FALSE
841 | Hydro | UK | CLACHAN | 40 |  |  | 1950 |  |  | FALSE
842 | GasSteam | DE | CLAUEN | 13.728 |  |  | 1983 |  | 41.08% | FALSE
843 | GasSteam | NL | CLAUS | 613.44 |  |  | 1976 |  | 38.85% | FALSE
844 | OCOT | ES | CLAVERIA | 10.584 |  |  | 2000 |  | 37.7% | TRUE
845 | Biomass | FR | CLAYE-SOUILLY LANDFILL | 20.6 |  |  | 2000 |  |  | FALSE
846 | OCGT | FR | CLERMONT-FERRAND | 60.368 |  |  | 1995 |  | 36.4% | TRUE
847 | Hydro | IE | CLIFF | 20.3 |  |  | 1950 |  |  | FALSE
848 | Hydro | RO | CLOPOTIVA | 14 |  |  | 1986 |  |  | FALSE
849 | Hydro | UK | CLUNIE | 61.2 |  |  | 1949 |  |  | FALSE
850 | Coal | UK | COCKENZIE | 1116 |  |  | 1967 |  | 34.98% | FALSE
851 | Nuclear | ES | COFRENTES | 1037.4 |  |  | 1985 |  | 33% | FALSE
852 | OCGT | FR | COGENIA | 11.515 |  |  | 1998 |  | 37.18% | TRUE
854 | Hydro | IT | COGOLO-I | 59.8 |  |  | 1927 |  |  | FALSE
855 | Hydro | IT | COGOLO-II | 27.5 |  |  | 1999 |  |  | FALSE
856 | Hydro | FR | COINDRE | 34.2 |  |  | 1989 |  |  | FALSE
857 | Hydro | FR | COISELET | 36 |  |  | 1971 |  |  | FALSE
858 | Hydro | RO | COLIBITA | 21 |  |  | 1988 |  |  | FALSE
859 | OilSteam | CH | COLLOMBEY | 14.4 |  |  | 1963 |  | 34.71% | FALSE
860 | Waste | UK | COLNBROOK | 36.1 |  |  | 2009 |  |  | FALSE
861 | CCGT | IT | COLOGNO MONZESE | 48 |  |  | 1998 |  | 52% | FALSE
862 | CCGT | ES | COLORTEX ONTINYENT | 13.056 |  |  | 2001 |  | 54% | FALSE
863 | Hydro | FR | COMBE D'AVRIEUX | 131.25 |  |  | 1972 |  |  | FALSE
864 | CCGT | FR | COMBIGOLFE | 422.4 |  |  | 2010 |  | 60% | FALSE
865 | OCGT | FR | COMMENTRY PLANT | 24.5 |  |  | 2000 |  | 37.7% | TRUE
866 | OCGT | DE | COMMERZBANK SERVICE CENTER | 13.8219 |  |  | 2001 |  | 37.96% | FALSE
867 | Coal | ES | COMPOSTILLA | 1110.42 |  |  | 1965 |  | 34.34% | FALSE
868 | GasSteam | FR | CONDAT-LE-LARDIN MILL | 17.76 |  |  | 1953 |  | 31.52% | FALSE
869 | OCGT | FR | CONDAT-LE-LARDIN MILL | 84.28 |  |  | 2001 |  | 37.96% | TRUE
870 | CCGT | IT | CONDINO MILL | 10.272 |  |  | 2005 |  | 56.67% | TRUE
871 | CCGT | UK | CONNAHS QUAY | 1344 |  |  | 1996 |  | 50.67% | FALSE
872 | Biomass | IT | CONSELICE FACTORY | 50.01 |  |  | 2008 |  |  | FALSE
873 | PSP | ES | CONSO | 228 | 228 | 1824 | 1975 |  |  | FALSE
874 | Biomass | PT | CONSTANCIA SUL | 13 |  |  | 2009 |  |  | FALSE
875 | OilSteam | RO | CONSTANTA PALAS | 96 |  |  | 1970 |  | 36.94% | TRUE
876 | Hydro | IT | CONTRASTO | 35 |  |  | 1966 |  |  | FALSE
877 | Hydro | ES | CONTRERAS IBERDROLA | 75 |  |  | 1974 |  |  | FALSE
878 | PSP | BE | COO TROIS PONTS | 1065 | 1065 | 8520 | 1969 |  |  | FALSE
879 | CCGT | UK | COOLKEERAGH | 384 |  |  | 2005 |  | 56.67% | FALSE
880 | OCGT | IT | COOP CERAMICA | 12.348 |  |  | 1992 |  | 35.62% | FALSE
881 | GasSteam | FR | CORBEHEM MILL | 60.096 |  |  | 1957 |  | 32.79% | TRUE
882 | Hydro | RO | CORBENI-VIDRARU | 220 |  |  | 1966 |  |  | FALSE
883 | CCGT | UK | CORBY | 337.92 |  |  | 1994 |  | 49.33% | FALSE
884 | OCGT | UK | CORBY ABR PLANT | 15.092 |  |  | 1997 |  | 36.92% | TRUE
885 | Hydro | FR | CORDEAC | 76.8 |  |  | 1942 |  |  | FALSE
886 | Coal | FR | CORDEMAIS | 1116 |  |  | 1983 |  | 40.08% | FALSE
887 | OilSteam | FR | CORDEMAIS | 1344 |  |  | 1976 |  | 38.85% | FALSE
888 | Hydro | IT | CORDENONS | 13.56 |  |  | 1997 |  |  | FALSE
889 | Hydro | ES | CORDOBILLA | 15.3 |  |  | 1952 |  |  | FALSE
890 | Hydro | IT | CORENNO | 15 |  |  | 1924 |  |  | FALSE
891 | Hydro | IT | CORFINO | 15 |  |  | 1972 |  |  | FALSE
893 | Hydro | ES | CORNATEL | 121.74 |  |  | 1963 |  |  | FALSE
894 | OCOT | CH | CORNAUX | 37.534 |  |  | 1988 |  | 34.58% | FALSE
895 | Hydro | RO | CORNETU | 33.2 |  |  | 2002 |  |  | FALSE
896 | OilSteam | IT | CORNIGLIANO WORKS | 46.08 |  |  | 1966 |  | 35.66% | TRUE
897 | OCGT | CH | CORPAUX | 35.868 |  |  | 1990 |  | 35.1% | FALSE
899 | Hydro | ES | CORTES-LA MUELA | 284 |  |  | 1988 |  |  | FALSE
900 | PSP | ES | CORTES-LA MUELA | 636 | 636 | 5088 | 1989 |  |  | FALSE
901 | CCGT | UK | CORYTON INTERGEN | 744 |  |  | 2001 |  | 54% | FALSE
902 | OCGT | UK | CORYTON REFINERY EM | 18.62 |  |  | 1995 |  | 36.4% | TRUE
903 | Hydro | IT | COSCILE-I | 11.2 |  |  | 1951 |  |  | FALSE
904 | Hydro | RO | COSTISA | 14 |  |  | 1964 |  |  | FALSE
905 | Coal | UK | COTTAM | 1860 |  |  | 1969 |  | 35.62% | FALSE
906 | CCGT | UK | COTTAM CDC | 384 |  |  | 1999 |  | 52.67% | FALSE
907 | Lignite | DE | COTTBUS CHP | 61.1598 |  |  | 1999 |  | 43.7% | TRUE
908 | Hydro | FR | COUESQUE | 124.5 |  |  | 1983 |  |  | FALSE
909 | Waste | UK | COVENTRY | 17.4 |  |  | 1992 |  |  | TRUE
910 | OCOT | UK | COWES | 156.8 |  |  | 1982 |  | 33.02% | FALSE
911 | OCGT | UK | COWIE PLANT | 14.7 |  |  | 1999 |  | 37.44% | TRUE
912 | Lignite | RO | CRAIOVA-II | 276 |  |  | 1987 |  | 40.1% | TRUE
913 | Hydro | IT | CREGO | 39.34 |  |  | 1923 |  |  | FALSE
914 | CCGT | IT | CREMONA | 14.4 |  |  | 1992 |  | 48% | TRUE
915 | Hydro | PT | CRESTUMA-LEVER | 117 |  |  | 1985 |  |  | FALSE
916 | Waste | FR | CRETEIL | 19.2 |  |  | 1994 |  |  | TRUE
917 | Hydro | IT | CREVA | 11 |  |  | 1930 |  |  | FALSE
918 | Hydro | IT | CREVOLA DIVERIA | 47.2 |  |  | 1961 |  |  | FALSE
919 | Hydro | IT | CREVOLA TOCE | 32.6 |  |  | 1925 |  |  | FALSE
920 | CCGT | ES | CRISTOBAL COLON | 384 |  |  | 2006 |  | 57.33% | FALSE
921 | Hydro | CH | CROIX | 55.2 |  |  | 1957 |  |  | FALSE
922 | Biomass | IT | CROTONE BIOMASS | 20 |  |  | 2001 |  |  | FALSE
923 | OilSteam | IT | CROTONE PERTUS | 19.68 |  |  | 1973 |  | 37.89% | FALSE
924 | OCGT | UK | CROYDON RRPV | 48.902 |  |  | 2003 |  | 38.48% | FALSE
925 | PSP | UK | CRUACHAN | 400 | 400 | 3200 | 1964 |  |  | FALSE
926 | Nuclear | FR | CRUAS | 3632.8 |  |  | 1983 |  | 33% | FALSE
927 | OilSteam | RS | CRVENKA MILL | 9.888 |  |  | 1965 |  | 35.34% | FALSE
928 | CCGT | HU | CSEPEL | 460.8 |  |  | 2000 |  | 53.33% | FALSE
930 | Biomass | NL | CUIJK BIOMASS | 24.6 |  |  | 1999 |  |  | FALSE
931 | Hydro | UK | CULLIGRAN | 24.2 |  |  | 1963 |  |  | FALSE
932 | CCGT | IT | CUNEO MICHELIN | 52.032 |  |  | 2006 |  | 57.33% | TRUE
933 | Hydro | SK | CUNOVA | 24 |  |  | 1997 |  |  | FALSE
934 | GasSteam | RS | CUPRIJA MILL | 10.176 |  |  | 1961 |  | 34.07% | FALSE
935 | Hydro | FR | CURBANS | 138.9 |  |  | 1965 |  |  | FALSE
936 | Hydro | IT | CURON | 12.5 |  |  | 1962 |  |  | FALSE
937 | OCGT | ES | CURTIS ETHANOL | 24.304 |  |  | 2002 |  | 38.22% | TRUE
938 | OCOT | IE | CUSHALING | 113.68 |  |  | 2010 |  | 40.3% | FALSE
939 | Hydro | FR | CUSSET REBUILD | 66 |  |  | 1935 |  |  | FALSE
940 | Biomass | IT | CUTRO | 16.5 |  |  | 2003 |  |  | FALSE
941 | Waste | FR | CVE ANTARES | 32 |  |  | 2000 |  |  | TRUE
942 | CCGT | FR | CYCOFOS | 408 |  |  | 2010 |  | 60% | FALSE
943 | GasSteam | FR | CYCOFOS | 62.4 |  |  | 2010 |  | 49.69% | TRUE
944 | Coal | PL | CZECHNICA | 122.76 |  |  | 1955 |  | 31.16% | TRUE
945 | Coal | PL | CZECHOWICE REFINERY | 9.486 |  |  | 1961 |  | 33.07% | TRUE
946 | Coal | PL | CZERWIONKA | 12.555 |  |  | 1949 |  | 29.24% | TRUE
947 | Coal | PL | CZERWIONKA | 18.6 |  |  | 1922 |  | 20.64% | FALSE
948 | Coal | PL | CZESTOCHOWA | 33.48 |  |  | 1954 |  | 30.84% | FALSE
949 | Coal | PL | CZESTOCHOWA CHP | 59.52 |  |  | 2010 |  | 48.69% | TRUE
950 | Hydro | SE | DABBSJO | 26 |  |  | 1969 |  |  | FALSE
951 | Hydro | RO | DAESTI | 37 |  |  | 1976 |  |  | FALSE
952 | Hydro | NO | DAJA | 25.2 |  |  | 1958 |  |  | FALSE
953 | Hydro | NO | DALE-I | 29.54 |  |  | 1950 |  |  | FALSE
954 | Hydro | NO | DALE-II | 113 |  |  | 1990 |  |  | FALSE
955 | PSP | CZ | DALESICE | 450 | 450 | 3600 | 1978 |  |  | FALSE
956 | OCGT | FR | DALKIA EUROLYSINE | 44.1 |  |  | 2002 |  | 38.22% | TRUE
957 | Hydro | CH | DALLENWIL | 17.75 |  |  | 1962 |  |  | FALSE
958 | CCGT | IT | DALMINE PLANT | 125.76 |  |  | 2007 |  | 58% | FALSE
959 | GasSteam | UK | DALRY PLANT | 22.08 |  |  | 1980 |  | 40.12% | TRUE
960 | OCGT | UK | DALRY PLANT | 22.246 |  |  | 1994 |  | 36.14% | TRUE
961 | Hydro | NO | DALSFOSS | 22 |  |  | 1915 |  |  | FALSE
962 | CCGT | UK | DAMHEAD CREEK | 775.68 |  |  | 2001 |  | 54% | FALSE
963 | Nuclear | FR | DAMPIERRE | 3560.6 |  |  | 1980 |  | 33% | FALSE
964 | OCGT | FR | DARBLAY | 23.52 |  |  | 1980 |  | 32.5% | FALSE
965 | Waste | FR | DARBLAY | 33 |  |  | 1980 |  |  | FALSE
966 | OCGT | DE | DARMSTADT MERCK | 24.5 |  |  | 1996 |  | 36.66% | TRUE
967 | OCGT | UK | DARTFORD WORKS | 11.76 |  |  | 1987 |  | 34.32% | TRUE
968 | OilSteam | UK | DARWEN FACTORY | 14.976 |  |  | 1963 |  | 34.71% | TRUE
969 | Coal | DE | DATTELN | 291.09 |  |  | 1964 |  | 34.02% | TRUE
970 | Biomass | SE | DAVA | 30 |  |  | 2010 |  |  | TRUE
971 | Waste | SE | DAVA | 12 |  |  | 2000 |  |  | TRUE
972 | OCOT | FR | DAVID | 24.206 |  |  | 1986 |  | 34.06% | FALSE
973 | Hydro | UK | DEANIE | 38 |  |  | 1962 |  |  | FALSE
974 | Hydro | PL | DEBE | 21.2 |  |  | 1963 |  |  | FALSE
975 | Coal | PL | DEBICA | 11.718 |  |  | 1963 |  | 33.71% | TRUE
976 | CCGT | HU | DEBRECEN | 91.2 |  |  | 2000 |  | 53.33% | FALSE
977 | CCGT | UK | DEESIDE | 487.872 |  |  | 1994 |  | 49.33% | FALSE
978 | Hydro | SE | DEGERFORSEN | 63 |  |  | 1965 |  |  | FALSE
979 | Hydro | SE | DEJEFORS | 11.3 |  |  | 1992 |  |  | FALSE
980 | OCGT | NL | DELFT | 98 |  |  | 1973 |  | 30.68% | FALSE
981 | Biomass | DE | DELITZSCH | 20 |  |  | 2005 |  |  | FALSE
982 | Biomass | HU | DEL-NYIRSEGI | 20 |  |  | 2009 |  |  | FALSE
983 | CCGT | NL | DEN BOSCH HEINEKEN | 32.8032 |  |  | 1994 |  | 49.33% | FALSE
984 | CCGT | NL | DEN HAAG | 115.872 |  |  | 1982 |  | 41.33% | FALSE
985 | OCGT | NL | DEN HELDER | 11.6689 |  |  | 1992 |  | 35.62% | FALSE
986 | Biomass | ES | DEPURBAIX WWTP | 10.96 |  |  | 2004 |  |  | TRUE
987 | CCGT | UK | DERBY PLANT | 62.4 |  |  | 2002 |  | 54.67% | FALSE
988 | CCGT | UK | DERWENT (SPONDON) | 208.608 |  |  | 1995 |  | 50% | FALSE
989 | Coal | DE | DESSAU | 31.992 |  |  | 1996 |  | 44.23% | TRUE
990 | OCGT | DE | DESSAU | 22.54 |  |  | 1995 |  | 36.4% | TRUE
991 | Hydro | DE | DESSAU HYDRO | 12 |  |  | 1967 |  |  | FALSE
992 | Hydro | PT | DESTERRO | 12.592 |  |  | 1959 |  |  | FALSE
993 | Coal | CZ | DETMAROVICE | 744 |  |  | 1975 |  | 37.53% | FALSE
994 | OCOT | CZ | DETMAROVICE | 62.72 |  |  | 1979 |  | 32.24% | FALSE
995 | Hydro | DE | DETZEM | 24 |  |  | 1962 |  |  | FALSE
996 | OCOT | BE | DEUX-ACREN | 18.13 |  |  | 1971 |  | 30.16% | FALSE
997 | Hydro | BG | DEVIN | 80 |  |  | 1981 |  |  | FALSE
998 | Coal | BG | DEVNYA WORKS | 62.496 |  |  | 2010 |  | 48.69% | TRUE
999 | CCGT | UK | DIDCOT | 1393.92 |  |  | 1996 |  | 50.67% | FALSE
1000 | Coal | UK | DIDCOT | 1785.6 |  |  | 1972 |  | 36.58% | FALSE
1001 | OCOT | UK | DIDCOT | 98 |  |  | 1968 |  | 29.38% | FALSE
1002 | CCGT | NL | DIEMEN | 226.56 |  |  | 1995 |  | 50% | FALSE
1003 | CCGT | DE | DIESELSTRASSE | 74.88 |  |  | 2005 |  | 56.67% | FALSE
1004 | Hydro | AT | DIESSBACH | 26 |  |  | 1964 |  |  | FALSE
1005 | GasSteam | DE | DILLINGER ROGESA | 91.2 |  |  | 2009 |  | 49.37% | TRUE
1006 | Hydro | UK | DINAS | 13.5 |  |  | 1962 |  |  | FALSE
1007 | Hydro | DE | DINGOLFING | 17.76 |  |  | 1957 |  |  | FALSE
1008 | OCGT | DE | DINGOLFING FACTORY | 13.328 |  |  | 1997 |  | 36.92% | TRUE
1009 | PSP | UK | DINORWIG | 1890 | 1890 | 15120 | 1983 |  |  | FALSE
1010 | Hydro | AT | DIONYSEN | 11.19 |  |  | 1944 |  |  | FALSE
1011 | GasSteam | HU | DIOSGYOR WORKS | 10.032 |  |  | 1971 |  | 37.26% | FALSE
1012 | OCOT | FR | DIRINON | 168.2582 |  |  | 1981 |  | 32.76% | FALSE
1013 | Biomass | IT | DISCAR BASSE DI STURA | 20.3 |  |  | 1999 |  |  | FALSE
1014 | CCGT | IT | DISCARICA MALAGROTTA | 12.2688 |  |  | 2009 |  | 59.33% | FALSE
1015 | Waste | IT | DISCARICA MALAGROTTA | 32 |  |  | 2009 |  |  | FALSE
1016 | CCGT | GR | DISTOMO CC | 319.488 |  |  | 2007 |  | 58% | TRUE
1017 | CCGT | GR | DISTOMO CC | 426.24 |  |  | 2010 |  | 60% | FALSE
1018 | GasSteam | GR | DISTOMO SMELTER | 11.136 |  |  | 1966 |  | 35.66% | TRUE
1019 | Hydro | NO | DIVIDALEN | 25.7 |  |  | 1973 |  |  | FALSE
1020 | Hydro | HR | DJALE | 40.8 |  |  | 1989 |  |  | FALSE
1021 | Hydro | RS | DJERDAP-I | 1057.8 |  |  | 1970 |  |  | FALSE
1022 | Hydro | RS | DJERDAP-II | 208 |  |  | 1985 |  |  | FALSE
1023 | Hydro | NO | DJUPDAL BUSKERUD | 14 |  |  | 1976 |  |  | FALSE
1024 | GasSteam | DE | DK DUISBURG | 21.817 |  |  | 2009 |  | 49.37% | TRUE
1025 | GasSteam | FR | DK6 (SOLLAC) | 460.8 |  |  | 2005 |  | 48.09% | TRUE
1026 | OCGT | FR | DK6 (SOLLAC) | 323.4 |  |  | 2005 |  | 39% | TRUE
1027 | PSP | CZ | DLOUHE STRANE | 650 | 650 | 5200 | 1996 |  |  | FALSE
1028 | Hydro | PL | DOBCZYCE RESERVOIR | 17.6 |  |  | 1993 |  |  | FALSE
1029 | Hydro | SI | DOBLAR | 70 |  |  | 1939 |  |  | FALSE
1030 | Hydro | RO | DOBRESTI | 16 |  |  | 1930 |  |  | FALSE
1031 | PSP | SK | DOBSINA-1 | 24 | 24 | 192 | 1953 |  |  | FALSE
1032 | Nuclear | BE | DOEL | 2774.95 |  |  | 1975 |  | 33% | FALSE
1033 | Waste | BE | DOEL-BEVEREN | 55.3 |  |  | 1996 |  |  | TRUE
1034 | Lignite | RO | DOICESTI | 184 |  |  | 1983 |  | 38.9% | FALSE
1035 | Hydro | ES | DOIRAS | 43.2 |  |  | 1933 |  |  | FALSE
1036 | Hydro | NO | DOKKA | 44.6 |  |  | 1989 |  |  | FALSE
1037 | Hydro | UK | DOLGARROG HIGH | 18.4 |  |  | 1938 |  |  | FALSE
1038 | Hydro | UK | DOLGARROG LOW | 15 |  |  | 1924 |  |  | FALSE
1039 | Coal | PL | DOLNA ODRA | 1599.6 |  |  | 1974 |  | 37.21% | FALSE
1040 | Hydro | SK | DOMASA | 12.4 |  |  | 1966 |  |  | FALSE
1041 | Coal | FR | DOMBASLE | 37.2 |  |  | 1941 |  | 26.69% | FALSE
1042 | OCGT | FR | DOMBASLE | 49 |  |  | 1999 |  | 37.44% | TRUE
1043 | Hydro | ES | DOMENO | 20.4 |  |  | 1997 |  |  | FALSE
1044 | Hydro | SE | DOMNARVET | 16 |  |  | 1973 |  |  | FALSE
1045 | Hydro | ES | DONA ALDONZA | 10.4 |  |  | 1956 |  |  | FALSE
1046 | CCGT | AT | DONAUSTADT | 379.2 |  |  | 2001 |  | 54% | FALSE
1047 | GasSteam | AT | DONAUSTADT | 155.52 |  |  | 1973 |  | 37.89% | FALSE
1048 | GasSteam | AT | DONAWITZ WORKS | 10.416 |  |  | 2001 |  | 46.82% | FALSE
1049 | CCGT | NL | DONGE | 112.8 |  |  | 1975 |  | 36.67% | FALSE
1050 | OCGT | FR | DONGES | 16.66 |  |  | 1971 |  | 30.16% | TRUE
1051 | Hydro | FR | DONZERE | 354 |  |  | 1952 |  |  | FALSE
1052 | OCGT | NL | DORDRECHT DUPONT | 38.3278 |  |  | 1984 |  | 33.54% | TRUE
1053 | CCGT | DE | DORMAGEN RWE | 556.8 |  |  | 2000 |  | 53.33% | FALSE
1054 | Hydro | DE | DORNAU | 17.5 |  |  | 1959 |  |  | FALSE
1055 | Lignite | HU | DOROG | 11.316 |  |  | 1984 |  | 39.2% | FALSE
1056 | GasSteam | DE | DORTMUND GASRUSS | 25.512 |  |  | 1982 |  | 40.76% | TRUE
1057 | GasSteam | DE | DORTMUND VEW | 11.904 |  |  | 2003 |  | 47.46% | TRUE
1058 | OilSteam | DE | DOTTERNHAUSEN PLANT | 14.8416 |  |  | 2000 |  | 46.5% | FALSE
1059 | Hydro | NO | DOVIKFOSS | 14.7 |  |  | 1975 |  |  | FALSE
1060 | CCGT | UK | DOW SILICONE | 25.44 |  |  | 1998 |  | 52% | FALSE
1061 | Hydro | FR | DRAC-INFERIEUR | 12 |  |  | 1932 |  |  | FALSE
1062 | Hydro | RO | DRAGANESTI | 60.5 |  |  | 1989 |  |  | FALSE
1063 | Hydro | RO | DRAGASANI | 45 |  |  | 1980 |  |  | FALSE
1064 | Hydro | SI | DRAVOGRAD | 21 |  |  | 1943 |  |  | FALSE
1065 | Coal | UK | DRAX | 3682.8 |  |  | 1974 |  | 37.21% | FALSE
1066 | OCOT | UK | DRAX | 68.6 |  |  | 1972 |  | 30.42% | FALSE
1067 | OCGT | DE | DRESDEN AMD | 30.576 |  |  | 1998 |  | 37.18% | TRUE
1068 | Hydro | NO | DRIVA | 150 |  |  | 1972 |  |  | FALSE
1069 | CCGT | BE | DROGENBOS | 491.52 |  |  | 1947 |  | 18% | FALSE
1070 | CCOT | BE | DROGENBOS | 88.32 |  |  | 1975 |  | 36.67% | FALSE
1071 | Hydro | IT | DRONERO ENEL | 10.3 |  |  | 1927 |  |  | FALSE
1072 | CCGT | DK | DTU | 34.8864 |  |  | 1998 |  | 52% | FALSE
1073 | CCGT | IE | DUBLIN BAY | 398.4 |  |  | 2002 |  | 54.67% | FALSE
1074 | Hydro | SK | DUBNICA NAD VAHOM | 16.5 |  |  | 1949 |  |  | FALSE
1075 | Hydro | HR | DUBRAVA | 77.78 |  |  | 1989 |  |  | FALSE
1076 | Hydro | HR | DUBROVNIK-I | 216 |  |  | 1965 |  |  | FALSE
1077 | OCGT | ES | DUENAS MILL | 43.904 |  |  | 1994 |  | 36.14% | TRUE
1078 | Hydro | NO | DUGE | 200 |  |  | 1979 |  |  | FALSE
1079 | CCGT | IT | DUINO MILL | 45.6 |  |  | 1972 |  | 34.67% | FALSE
1080 | GasSteam | IT | DUINO MILL | 14.4576 |  |  | 1953 |  | 31.52% | FALSE
1081 | OCGT | IT | DUINO MILL | 94.08 |  |  | 2009 |  | 40.04% | TRUE
1082 | Coal | DE | DUISBURG-MITTE | 208.971 |  |  | 1975 |  | 37.53% | TRUE
1083 | CCGT | DE | DUISBURG-WANHEIM | 220.8 |  |  | 2004 |  | 56% | FALSE
1084 | OCGT | DE | DUISBURG-WANHEIM | 39.2 |  |  | 1974 |  | 30.94% | TRUE
1085 | Nuclear | CZ | DUKOVANY | 1806.9 |  |  | 1985 |  | 33% | FALSE
1086 | Coal | CZ | DUL CS ARMADY | 23.808 |  |  | 1954 |  | 30.84% | FALSE
1087 | CCGT | HU | DUNAMENTI | 206.4 |  |  | 2011 |  | 60.67% | TRUE
1088 | CCGT | HU | DUNAMENTI | 380.448 |  |  | 1991 |  | 47.33% | FALSE
1089 | GasSteam | HU | DUNAMENTI | 825.6 |  |  | 1975 |  | 38.53% | FALSE
1090 | OCGT | HU | DUNAMENTI | 274.4 |  |  | 2011 |  | 40.56% | FALSE
1091 | OCGT | HU | DUNAUJVAROS | 35.868 |  |  | 2007 |  | 39.52% | TRUE
1092 | Nuclear | UK | DUNGENESS B | 1254 |  |  | 1985 |  | 33% | FALSE
1093 | GasSteam | FR | DUNKERQUE REFINERY | 10.56 |  |  | 1951 |  | 30.88% | FALSE
1094 | GasSteam | FR | DUNKERQUE SMELTER | 12.288 |  |  | 1977 |  | 39.17% | FALSE
1095 | OCGT | LU | DUPONT CONTERN | 11.76 |  |  | 1994 |  | 36.14% | TRUE
1096 | OilSteam | ES | DURANGO NERVION | 12.48 |  |  | 1988 |  | 42.67% | TRUE
1097 | GasSteam | DE | DUREN MILL | 9.8784 |  |  | 1985 |  | 41.72% | TRUE
1098 | Coal | AT | DURNROHR | 704.01 |  |  | 1985 |  | 40.72% | TRUE
1099 | GasSteam | DE | DUSSELDORF HENKEL | 41.9424 |  |  | 1981 |  | 40.44% | TRUE
1100 | Coal | CZ | DVUR KRALOVE | 17.019 |  |  | 1955 |  | 31.16% | TRUE
1101 | Coal | PL | DWORY | 90.303 |  |  | 1956 |  | 31.48% | TRUE
1102 | Coal | PL | DWORY | 30.504 |  |  | 1957 |  | 31.79% | FALSE
1103 | Hydro | PL | DYCHOW | 79.5 |  |  | 1937 |  |  | FALSE
1104 | Hydro | NO | DYNJANFOSS | 33 |  |  | 1951 |  |  | FALSE
1105 | Hydro | UK | EARLSTOUN | 14 |  |  | 1935 |  |  | FALSE
1106 | Biomass | DE | EBERSWALDE HOKAWE | 21 |  |  | 2006 |  |  | TRUE
1107 | Waste | DE | EBS-HKW ROSTOCK | 20 |  |  | 2010 |  |  | TRUE
1108 | Coal | PL | EC NOWA | 139.5 |  |  | 1979 |  | 38.81% | TRUE
1109 | Waste | FR | ECONORTE | 16.2 |  |  | 2001 |  |  | FALSE
1110 | Biomass | IE | EDENDERRY | 128 |  |  | 2000 |  |  | FALSE
1111 | Hydro | SE | EDENSFORSEN | 67 |  |  | 1956 |  |  | FALSE
1112 | Hydro | AT | EDLING | 87 |  |  | 1962 |  |  | FALSE
1113 | Waste | UK | EDMONTON WTE | 50 |  |  | 1969 |  |  | FALSE
1114 | PSP | IT | EDOLO | 1280 | 1280 | 10240 | 1983 |  |  | FALSE
1115 | Hydro | SE | EDSELE | 60 |  |  | 1965 |  |  | FALSE
1116 | CCGT | NL | EEMS | 2291.52 |  |  | 1996 |  | 50.67% | TRUE
1117 | GasSteam | NL | EEMS | 566.4 |  |  | 1975 |  | 38.53% | FALSE
1118 | OCGT | NL | EEMS | 154.546 |  |  | 1975 |  | 31.2% | FALSE
1119 | CCGT | NL | EERBEEK MILL | 68.352 |  |  | 1992 |  | 48% | FALSE
1120 | OilSteam | EE | EESTI | 1545.6 |  |  | 1969 |  | 36.62% | FALSE
1121 | Waste | NL | EEW DELFZIJL | 11 |  |  | 2010 |  |  | TRUE
1122 | Hydro | FR | EGET | 33.1 |  |  | 1969 |  |  | FALSE
1123 | Coal | UK | EGGBOROUGH | 1860 |  |  | 1968 |  | 35.3% | FALSE
1124 | Hydro | DE | EGGLFING-OBERNBERG | 81.62 |  |  | 1985 |  |  | FALSE
1125 | Hydro | FR | EGUZON | 33.14 |  |  | 1926 |  |  | FALSE
1126 | Hydro | NO | EIDEFOSSEN | 12.5 |  |  | 1983 |  |  | FALSE
1127 | Hydro | NO | EIDSFOSS TELEMARK | 15 |  |  | 1964 |  |  | FALSE
1128 | OCGT | DE | EILENBURG MILL | 59.584 |  |  | 1994 |  | 36.14% | TRUE
1129 | Waste | DE | EILENBURG MILL | 17.2 |  |  | 1994 |  |  | TRUE
1130 | OCGT | NL | EINDHOVEN PHILLIPS | 40.67 |  |  | 1995 |  | 36.4% | TRUE
1131 | GasSteam | DE | EISENACH WORKS | 10.08 |  |  | 1992 |  | 43.95% | FALSE
1132 | Lignite | DE | EISENHUTTENSTADT | 21.344 |  |  | 1957 |  | 31.1% | TRUE
1133 | CCGT | DE | EISENHUTTENSTADT EKO | 73.248 |  |  | 1998 |  | 52% | FALSE
1134 | GasSteam | DE | EISENHUTTENSTADT EKO | 39.36 |  |  | 1953 |  | 31.52% | TRUE
1135 | GasSteam | DE | EISENHUTTENSTADT EKO | 31.68 |  |  | 1955 |  | 32.16% | FALSE
1136 | GasSteam | DE | EISENHUTTENSTADT WORKS | 77.76 |  |  | 1953 |  | 31.52% | TRUE
1137 | Hydro | ES | EL BERBEL | 19.17 |  |  | 1988 |  |  | FALSE
1138 | OCGT | ES | EL BURGO DE EBRO MILL | 83.79 |  |  | 1993 |  | 35.88% | TRUE
1139 | Hydro | ES | EL CORCHADO | 11.56 |  |  | 1938 |  |  | FALSE
1140 | Hydro | ES | EL DUQUE | 12.8 |  |  | 1982 |  |  | FALSE
1141 | OCGT | ES | EL GRADO | 23.7552 |  |  | 1999 |  | 37.44% | FALSE
1142 | Hydro | ES | EL PICAZO | 18 |  |  | 1954 |  |  | FALSE
1143 | OCGT | ES | EL PRAT SA DAMM | 16.8756 |  |  | 1997 |  | 36.92% | TRUE
1144 | Hydro | ES | EL PUEYO | 14.3 |  |  | 1982 |  |  | FALSE
1145 | Coal | DE | ELBERFELD | 94.86 |  |  | 1989 |  | 41.99% | TRUE
1146 | Coal | DE | ELBERFELD | 37.2 |  |  | 1963 |  | 33.71% | FALSE
1147 | Coal | PL | ELBLAG | 57.66 |  |  | 1955 |  | 31.16% | TRUE
1148 | CCGT | IT | ELETTROGORIZIA | 47.904 |  |  | 2004 |  | 56% | FALSE
1149 | GasSteam | UK | ELLESMERE REFINERY | 13.248 |  |  | 1970 |  | 36.94% | TRUE
1150 | CCGT | NL | ELSTA | 456 |  |  | 1998 |  | 52% | TRUE
1151 | Biomass | DE | ELSTERWERDA | 12 |  |  | 2006 |  |  | TRUE
1152 | Biomass | UK | ELY | 42 |  |  | 2001 |  |  | FALSE
1153 | GasSteam | HU | EMA-POWER | 54.816 |  |  | 1963 |  | 34.71% | TRUE
1154 | Hydro | NO | EMBRETSFOSS-III | 20.9 |  |  | 1954 |  |  | FALSE
1155 | GasSteam | DE | EMDEN | 384 |  |  | 1972 |  | 37.58% | FALSE
1156 | OCGT | DE | EMDEN | 49 |  |  | 1988 |  | 34.58% | FALSE
1157 | OCOT | DE | EMDEN | 49 |  |  | 1972 |  | 30.42% | FALSE
1158 | Coal | FR | EMILE-HUCHET | 999.12 |  |  | 1972 |  | 35.6% | FALSE
1159 | OCGT | FR | EMILE-HUCHET | 47.04 |  |  | 1972 |  | 30.42% | FALSE
1160 | CCGT | FR | EMILE-HUCHET CC | 825.6 |  |  | 2010 |  | 60% | FALSE
1161 | Biomass | DE | EMLICHHEIM PROKON | 23 |  |  | 2006 |  |  | TRUE
1162 | OCGT | NL | EMMTEC | 25.48 |  |  | 1980 |  | 32.5% | TRUE
1163 | Nuclear | DE | EMS (LINGEN) | 1330 |  |  | 1988 | 2022 | 33% | FALSE
1164 | Biomass | CH | EMS-CHEMIE CHP | 12 |  |  | 2008 |  |  | TRUE
1165 | CCGT | DE | EMSLAND LINGEN | 816 |  |  | 2010 |  | 60% | FALSE
1166 | GasSteam | DE | EMSLAND LINGEN | 700.8 |  |  | 1974 |  | 38.21% | FALSE
1167 | OCGT | DE | EMSLAND LINGEN | 113.68 |  |  | 1974 |  | 30.94% | FALSE
1168 | GasSteam | DE | EMSLAND REFINERY | 27.072 |  |  | 1974 |  | 38.21% | FALSE
1169 | OCGT | DE | EMSLAND REFINERY | 53.312 |  |  | 1996 |  | 36.66% | TRUE
1170 | OCGT | DE | EMSLAND REFINERY | 14.357 |  |  | 1972 |  | 30.42% | FALSE
1171 | Biomass | ES | ENCE HUELVA | 36 |  |  | 2010 |  |  | TRUE
1172 | OCGT | ES | ENCE HUELVA | 35.28 |  |  | 2002 |  | 38.22% | TRUE
1173 | Biomass | ES | ENCE NAVIA | 27.5 |  |  | 2008 |  |  | TRUE
1174 | GasSteam | ES | ENCE NAVIA | 12.6624 |  |  | 1972 |  | 37.58% | TRUE
1175 | Hydro | FR | ENCHANET | 31.6 |  |  | 1951 |  |  | FALSE
1176 | Biomass | ES | ENEMANSA | 15.98 |  |  | 2003 |  |  | FALSE
1177 | OCOT | PT | ENERCAIMA | 11.76 |  |  | 1990 |  | 35.1% | TRUE
1178 | CCGT | ES | ENERCRISA | 20.1024 |  |  | 1995 |  | 50% | FALSE
1179 | GasSteam | MK | ENERGETIKA RZS | 28.8 |  |  | 1967 |  | 35.98% | TRUE
1180 | Coal | PL | ENERGO-ZACH | 26.04 |  |  | 1951 |  | 29.88% | TRUE
1181 | Biomass | PT | ENERPULP CACIA | 62.7 |  |  | 1970 |  |  | TRUE
1182 | CCGT | PT | ENERPULP SOCEL | 77.76 |  |  | 2009 |  | 59.33% | TRUE
1183 | OilSteam | PT | ENERPULP SOCEL | 21.6 |  |  | 1975 |  | 38.53% | TRUE
1184 | CCGT | FR | ENERSOL TIOXIDE | 52.8 |  |  | 2000 |  | 53.33% | FALSE
1185 | Waste | DE | ENERTEC HAMELN | 15 |  |  | 2002 |  |  | TRUE
1186 | CCGT | UK | ENFIELD POWER | 384 |  |  | 2000 |  | 53.33% | FALSE
1187 | Hydro | DE | ENKIRCH | 17.28 |  |  | 1966 |  |  | FALSE
1188 | Biomass | SE | ENKOPING | 24 |  |  | 1994 |  |  | TRUE
1189 | CCGT | NL | ENSCHEDE | 59.52 |  |  | 1985 |  | 43.33% | FALSE
1190 | Coal | DK | ENSTED | 581.25 |  |  | 1979 |  | 38.81% | FALSE
1191 | Hydro | ES | ENTREPENAS | 36.86 |  |  | 1956 |  |  | FALSE
1192 | Hydro | AT | ENZINGERBODEN | 83.4 |  |  | 1964 |  |  | FALSE
1193 | OCOT | FR | EPN | 15.68 |  |  | 1993 |  | 35.88% | FALSE
1194 | CCGT | DE | ERFURT-OST | 82.56 |  |  | 1999 |  | 52.67% | FALSE
1195 | CCGT | NL | ERIKA | 63.552 |  |  | 1995 |  | 50% | FALSE
1196 | Hydro | DE | ERING-FRAUENSTEIN | 73.33 |  |  | 1920 |  |  | FALSE
1197 | Hydro | ES | ERISTE | 80 |  |  | 1969 |  |  | FALSE
1198 | CCGT | DE | ERLANGEN | 22.08 |  |  | 2005 |  | 56.67% | FALSE
1199 | Hydro | CH | ERLENBACH BKW | 18 |  |  | 1959 |  |  | FALSE
1200 | Hydro | PT | ERMAL | 10.8 |  |  | 1937 |  |  | FALSE
1201 | Hydro | CH | ERNEN/BINN | 34 |  |  | 1954 |  |  | FALSE
1202 | Hydro | UK | ERROCHTY | 75 |  |  | 1950 |  |  | FALSE
1203 | PSP | DE | ERZHAUSEN | 246 | 246 | 1968 | 1964 |  |  | FALSE
1204 | Coal | DK | ESBJERG | 387.81 |  |  | 1992 |  | 42.95% | TRUE
1205 | Waste | DK | ESBJERG WTE | 18.5 |  |  | 2003 |  |  | TRUE
1206 | Hydro | ES | ESCALES | 36 |  |  | 1955 |  |  | FALSE
1207 | CCGT | ES | ESCATRON | 768 |  |  | 2008 |  | 58.67% | FALSE
1208 | Lignite | ES | ESCATRON | 73.6 |  |  | 1990 |  | 41% | FALSE
1209 | CCGT | ES | ESCATRON COMBI | 268.8 |  |  | 2007 |  | 58% | FALSE
1210 | CCGT | LU | ESCH-SUR-ALZETTE | 369.6 |  |  | 2002 |  | 54.67% | TRUE
1211 | CCGT | ES | ESCOMBRERAS | 768 |  |  | 2006 |  | 57.33% | FALSE
1212 | OilSteam | ES | ESCOMBRERAS | 554.88 |  |  | 1966 |  | 35.66% | FALSE
1213 | CCGT | ES | ESCOMBRERAS GN | 1169.28 |  |  | 2006 |  | 57.33% | FALSE
1214 | Hydro | FR | ESCOULOUBRE II | 43 |  |  | 1970 |  |  | FALSE
1215 | Lignite | ES | ESCUCHA | 147.2 |  |  | 1970 |  | 35% | FALSE
1216 | Waste | FR | ESIANE | 14.3 |  |  | 2004 |  |  | TRUE
1217 | Biomass | SE | ESKILSTUNA | 38.7 |  |  | 2000 |  |  | TRUE
1218 | PSP | ES | ESTANY GENTO-SALLENTE | 451 | 451 | 3608 | 1985 |  |  | FALSE
1219 | Hydro | ES | ESTERRI | 26.4 |  |  | 1958 |  |  | FALSE
1220 | OCGT | HU | ESZAK-BUDA | 48.9608 |  |  | 2007 |  | 39.52% | TRUE
1221 | Hydro | DE | ETTLING | 13.5 |  |  | 1988 |  |  | FALSE
1222 | Hydro | CH | ETZELWERK ALTENDORF | 66.44 |  |  | 1937 |  |  | FALSE
1223 | PSP | CH | ETZELWERK ALTENDORF | 76 | 76 | 608 | 1937 |  |  | FALSE
1224 | Hydro | ES | EUME | 54.4 |  |  | 1960 |  |  | FALSE
1225 | OCGT | NL | EUROPOORT ADM | 31.556 |  |  | 1969 |  | 29.64% | TRUE
1226 | OCGT | NL | EUROPOORT NEREFCO | 46.06 |  |  | 1981 |  | 32.76% | TRUE
1227 | Hydro | NO | EVANGER | 330 |  |  | 1969 |  |  | FALSE
1228 | Hydro | NO | EVENSTAD | 24.9 |  |  | 1939 |  |  | FALSE
1229 | Waste | DE | EVI-EUROPARK | 60 |  |  | 2008 |  |  | TRUE
1230 | OCOT | FR | EVRY-CORBEIL | 19.6 |  |  | 1967 |  | 29.12% | FALSE
1231 | OCGT | UK | EXETER RRPV | 48.02 |  |  | 2003 |  | 38.48% | FALSE
1232 | Biomass | UK | EYE | 12.7 |  |  | 1992 |  |  | TRUE
1233 | Hydro | FR | EYGLIERS | 22 |  |  | 1981 |  |  | FALSE
1234 | Hydro | FR | EYGUN-LESCUN | 23.5 |  |  | 1992 |  |  | FALSE
1235 | Hydro | FR | EYLIE | 30.3 |  |  | 1934 |  |  | FALSE
1236 | Hydro | FR | FABIAN | 17 |  |  | 1956 |  |  | FALSE
1237 | OCGT | IT | FABRIANO MILL | 14.7 |  |  | 2005 |  | 39% | TRUE
1238 | OilSteam | IT | FABRIANO MILL | 13.44 |  |  | 1977 |  | 39.17% | TRUE
1239 | Hydro | IT | FADALTO | 210 |  |  | 1971 |  |  | FALSE
1240 | Biomass | IT | FAENZA DISTER | 26.88 |  |  | 2009 |  |  | FALSE
1241 | Hydro | NO | FAGERLI | 48 |  |  | 1975 |  |  | FALSE
1242 | Hydro | NO | FAGERVOLLAN | 21 |  |  | 1990 |  |  | FALSE
1243 | Hydro | DE | FAIMINGEN | 10.1 |  |  | 1965 |  |  | FALSE
1244 | Hydro | SI | FALA | 57 |  |  | 1977 |  |  | FALSE
1245 | GasSteam | DE | FALLERSLEBEN | 11.712 |  |  | 1987 |  | 42.36% | FALSE
1246 | OCGT | IT | FAMAGOSTA | 18.816 |  |  | 2001 |  | 37.96% | TRUE
1247 | Hydro | DE | FANKEL | 14.32 |  |  | 1963 |  |  | FALSE
1248 | GasSteam | RO | FANTANELE | 192 |  |  | 1955 |  | 32.16% | FALSE
1249 | OCGT | IT | FANTONI OSOPPO | 32.2812 |  |  | 1996 |  | 36.66% | TRUE
1250 | Hydro | IT | FARFA-1 | 14 |  |  | 1924 |  |  | FALSE
1251 | Coal | DE | FARGE 301 | 325.5 |  |  | 1969 |  | 35.62% | FALSE
1252 | Geothermal | IT | FARINELLO | 40 |  |  | 1995 |  |  | FALSE
1253 | Hydro | IT | FARNETA REBUILD | 30 |  |  | 1989 |  |  | FALSE
1254 | Hydro | NO | FASLEFOSS | 17.8 |  |  | 1980 |  |  | FALSE
1255 | Hydro | UK | FASNAKYLE | 73.7 |  |  | 1949 |  |  | FALSE
1256 | Hydro | CH | FATSCHBACH | 15 |  |  | 1949 |  |  | FALSE
1257 | Hydro | IT | FAUBURG | 10.47 |  |  | 2009 |  |  | FALSE
1258 | OCOT | UK | FAWLEY | 34.3 |  |  | 1969 |  | 29.64% | FALSE
1259 | OilSteam | UK | FAWLEY | 960 |  |  | 1969 |  | 36.62% | FALSE
1260 | OCGT | UK | FAWLEY NPC | 132.3 |  |  | 1999 |  | 37.44% | TRUE
1261 | OCGT | UK | FAWLEY REFINERY | 37.534 |  |  | 1985 |  | 33.8% | TRUE
1262 | OilSteam | UK | FAWLEY REFINERY | 124.8 |  |  | 1968 |  | 36.3% | FALSE
1263 | Biomass | DE | FECHENHEIM | 13 |  |  | 2004 |  |  | TRUE
1264 | Hydro | IT | FEDIO | 10.1 |  |  | 1953 |  |  | FALSE
1265 | Hydro | AT | FEISTRITZ-LUDMANNSDORF | 88.2 |  |  | 1968 |  |  | FALSE
1266 | Hydro | DE | FELDKIRCHEN | 38.4 |  |  | 1970 |  |  | FALSE
1267 | PSP | AT | FELDSEE | 70 | 70 | 560 | 2009 |  |  | FALSE
1268 | Hydro | CH | FELSENAU REBUILD | 11.5 |  |  | 1989 |  |  | FALSE
1269 | Hydro | IT | FENESTRELLE | 16 |  |  | 2009 |  |  | FALSE
1270 | Hydro | AT | FERLACH-MARIA RAIN | 75 |  |  | 1975 |  |  | FALSE
1271 | OilSteam | IT | FERRANDINA POZZI | 48 |  |  | 1965 |  | 35.34% | TRUE
1272 | OilSteam | IT | FERRARA EDISON | 42.576 |  |  | 1974 |  | 38.21% | TRUE
1273 | GasSteam | IT | FERRARA POLYMERS | 15.072 |  |  | 1993 |  | 44.27% | TRUE
1274 | CCGT | IT | FERRERA ERBOGNONE | 748.8 |  |  | 2003 |  | 55.33% | FALSE
1275 | OCGT | IT | FERRERA ERBOGNONE | 163.66 |  |  | 2006 |  | 39.26% | FALSE
1276 | Hydro | CH | FERRERA KHR | 185.1 |  |  | 1962 |  |  | FALSE
1277 | CCGT | IT | FERRERO ALBA FACTORY | 51.504 |  |  | 2006 |  | 57.33% | TRUE
1278 | Hydro | FR | FERRIERES | 38.68 |  |  | 1984 |  |  | FALSE
1279 | Coal | UK | FERRYBRIDGE | 1860 |  |  | 1966 |  | 34.66% | FALSE
1280 | Nuclear | FR | FESSENHEIM | 1748 |  |  | 1977 |  | 33% | FALSE
1281 | Hydro | FR | FESSENHEIM HYDRO | 172 |  |  | 1955 |  |  | FALSE
1282 | Hydro | DE | FETTWEIS MURGWERK | 20 |  |  | 1921 |  |  | FALSE
1283 | Hydro | DE | FETTWEIS SCHWARZENBACH | 45 |  |  | 1922 |  |  | FALSE
1284 | PSP | UK | FFESTINIOG | 360 | 360 | 2880 | 1961 |  |  | FALSE
1285 | Coal | UK | FIDDLERS FERRY | 1860 |  |  | 1971 |  | 36.26% | FALSE
1286 | OCOT | UK | FIDDLERS FERRY | 85.26 |  |  | 1969 |  | 29.64% | FALSE
1287 | OilSteam | AL | FIER | 175.68 |  |  | 1966 |  | 35.66% | FALSE
1288 | Hydro | AL | FIERZA | 500 |  |  | 1979 |  |  | FALSE
1289 | Hydro | CH | FIESCHERTAL | 65 |  |  | 1975 |  |  | FALSE
1290 | Biomass | PT | FIGUEIRA CELBI | 28 |  |  | 2010 |  |  | FALSE
1291 | CCGT | PT | FIGUEIRA MILL | 74.88 |  |  | 2000 |  | 53.33% | FALSE
1292 | OilSteam | PT | FIGUEIRA MILL | 54.432 |  |  | 1984 |  | 41.4% | FALSE
1293 | CCGT | ES | FIGURUELAS | 20.1024 |  |  | 1993 |  | 48.67% | FALSE
1294 | Hydro | CH | FILISUR | 64 |  |  | 1967 |  |  | FALSE
1295 | OCGT | UK | FILTON (IRON ACTON) | 48.02 |  |  | 2003 |  | 38.48% | TRUE
1296 | Hydro | UK | FINLARIG | 30 |  |  | 1951 |  |  | FALSE
1297 | Hydro | NO | FINNDOLA | 103 |  |  | 1971 |  |  | FALSE
1298 | Hydro | SE | FINNFORS | 40.8 |  |  | 1953 |  |  | FALSE
1299 | Hydro | NO | FINSA | 22 |  |  | 1963 |  |  | FALSE
1300 | Hydro | DE | FINSING | 11.88 |  |  | 1953 |  |  | FALSE
1301 | Hydro | CH | FIONNAY-DIXENCE | 321 |  |  | 1956 |  |  | FALSE
1302 | Hydro | CH | FIONNAY-MAUVOISIN | 127 |  |  | 1958 |  |  | FALSE
1303 | OCGT | IT | FIRENZE | 18.4338 |  |  | 1994 |  | 36.14% | FALSE
1304 | Hydro | AT | FISCHING | 21.356 |  |  | 1992 |  |  | FALSE
1305 | Hydro | NO | FISKUMFOSS | 27.2 |  |  | 1949 |  |  | FALSE
1309 | OCGT | IT | FIUMICINO AIRPORT | 24.99 |  |  | 2009 |  | 40.04% | TRUE
1310 | OCOT | UK | FIVE OAKS | 11.27 |  |  | 1995 |  | 36.4% | FALSE
1311 | Hydro | SE | FJALLSJO | 12 |  |  | 1976 |  |  | FALSE
1312 | Hydro | NO | FJAREMSFOSSEN | 18 |  |  | 1957 |  |  | FALSE
1313 | Hydro | NO | FJONE | 50 |  |  | 1970 |  |  | FALSE
1314 | Hydro | NO | FKF | 190 |  |  | 1964 |  |  | FALSE
1315 | CCGT | CH | FKW VOLTASTRASSE | 20.064 |  |  | 2007 |  | 58% | FALSE
1316 | OilSteam | CH | FKW VOLTASTRASSE | 19.2 |  |  | 1974 |  | 38.21% | TRUE
1317 | Nuclear | FR | FLAMANVILLE | 2625.8 |  |  | 1985 |  | 33% | FALSE
1318 | Hydro | SE | FLASJO | 20 |  |  | 1974 |  |  | FALSE
1319 | Lignite | DE | FLENSBURG | 35.19 |  |  | 1985 |  | 39.5% | TRUE
1320 | Lignite | DE | FLENSBURG | 126.9986 |  |  | 1977 |  | 37.1% | FALSE
1321 | OCGT | NL | FLEVO | 117.6 |  |  | 1989 |  | 34.84% | FALSE
1322 | CCGT | NL | FLEVO MAXIMA | 844.8 |  |  | 2010 |  | 60% | FALSE
1323 | Lignite | DE | FLINGERN | 50.6 |  |  | 2000 |  | 44% | TRUE
1324 | Lignite | DE | FLINGERN | 25.76 |  |  | 1954 |  | 30.2% | FALSE
1325 | OCGT | FR | FLINS RENAULT | 39.2 |  |  | 1999 |  | 37.44% | TRUE
1326 | OilSteam | FR | FLINS RENAULT | 25.152 |  |  | 1959 |  | 33.43% | FALSE
1327 | Hydro | ES | FLIX ENDESA | 42.52 |  |  | 1948 |  |  | FALSE
1328 | OCGT | ES | FLIX ERKIMIA | 26.264 |  |  | 1995 |  | 36.4% | TRUE
1329 | Lignite | GR | FLORINA | 303.6 |  |  | 2003 |  | 44.9% | TRUE
1330 | Hydro | NO | FLORLI REBUILD | 80 |  |  | 1999 |  |  | FALSE
1331 | Biomass | DE | FLORSHEIM-WICKER | 14.2 |  |  | 2003 |  |  | TRUE
1332 | OCOT | UK | FLOTTA OIL TERMINAL | 30.87 |  |  | 1974 |  | 30.94% | FALSE
1334 | Hydro | CH | FLUMENTHAL | 14.49 |  |  | 1970 |  |  | FALSE
1335 | OilSteam | ES | FOIX | 499.2 |  |  | 1979 |  | 39.81% | FALSE
1336 | Hydro | NO | FOLLAFOSS REBUILD | 47.2 |  |  | 2005 |  |  | FALSE
1338 | Hydro | FR | FOND-DE-FRANCE | 34 |  |  | 1939 |  |  | FALSE
1339 | PSP | IT | FONTANA BIANCA | 10.2 | 10.2 | 81.6 | 1963 |  |  | FALSE
1340 | Hydro | ES | FONTANAR-II | 10.3 |  |  | 2005 |  |  | FALSE
1341 | Hydro | ES | FONTANAR-III | 14.4 |  |  | 2005 |  |  | FALSE
1342 | CCGT | ES | FORD ALMUSSAFES | 17.28 |  |  | 1996 |  | 50.67% | FALSE
1343 | Waste | IT | FORLI | 15.74 |  |  | 2007 |  |  | TRUE
1344 | Hydro | SI | FORMIN | 127 |  |  | 1978 |  |  | FALSE
1345 | Hydro | IT | FORNO DI ZOLDO | 10.5 |  |  | 1958 |  |  | FALSE
1346 | Hydro | SE | FORSHUVUD | 18.1 |  |  | 1921 |  |  | FALSE
1347 | Nuclear | SE | FORSMARK | 3078 |  |  | 1980 |  | 33% | FALSE
1348 | OCOT | SE | FORSMARK | 78.4 |  |  | 1975 |  | 31.2% | FALSE
1349 | Hydro | SE | FORSMO | 142.66 |  |  | 1951 |  |  | FALSE
1350 | Biomass | FI | FORSSA | 17.2 |  |  | 1996 |  |  | TRUE
1351 | Hydro | SE | FORSSE | 52 |  |  | 1968 |  |  | FALSE
1352 | OilSteam | UK | FORT DUNLOP | 23.04 |  |  | 1986 |  | 42.04% | TRUE
1353 | OCGT | UK | FORT DUNLOP HEARTLANDS | 98 |  |  | 1998 |  | 37.18% | FALSE
1354 | OilSteam | FR | FORTELET | 16.8 |  |  | 1974 |  | 38.21% | FALSE
1355 | Hydro | NO | FORTUN | 278.82 |  |  | 1959 |  |  | FALSE
1356 | Hydro | NO | FOSSE | 25 |  |  | 1954 |  |  | FALSE
1357 | OCGT | FR | FOS-SUR-MER LYONDELL | 39.2 |  |  | 1999 |  | 37.44% | TRUE
1358 | CCGT | NL | FOXHOL PLANT | 19.2 |  |  | 1980 |  | 40% | FALSE
1359 | PSP | UK | FOYERS | 300 | 300 | 2400 | 1975 |  |  | FALSE
1360 | Hydro | NO | FRAMRUSTE | 76 |  |  | 2005 |  |  | FALSE
1361 | GasSteam | DE | FRANKEN-I | 422.4 |  |  | 1976 |  | 38.85% | FALSE
1362 | OCOT | DE | FRANKEN-I | 51.94 |  |  | 1974 |  | 30.94% | TRUE
1363 | CCGT | DE | FRANKFURT ODER | 74.6592 |  |  | 1996 |  | 50.67% | FALSE
1364 | GasSteam | AT | FRANTSCHACH MILL | 15.936 |  |  | 1967 |  | 35.98% | FALSE
1365 | GasSteam | DE | FRANZISKANERGASSE | 16.896 |  |  | 1976 |  | 38.85% | TRUE
1366 | GasSteam | DE | FRANZISKANERGASSE | 12.288 |  |  | 1966 |  | 35.66% | FALSE
1367 | Hydro | PT | FRATEL | 132 |  |  | 1974 |  |  | FALSE
1368 | OCGT | DK | FREDERICIA REFINERY | 24.5 |  |  | 1992 |  | 35.62% | TRUE
1369 | OCGT | DK | FREDERIKSHAVN | 14.6784 |  |  | 1987 |  | 34.32% | TRUE
1370 | OCGT | DK | FREDERIKSSUND | 10.192 |  |  | 1996 |  | 36.66% | TRUE
1371 | Hydro | AT | FREIBACH | 17 |  |  | 1957 |  |  | FALSE
1372 | OCGT | DE | FREIBURG WVK | 37.828 |  |  | 1998 |  | 37.18% | TRUE
1373 | OCGT | DE | FREIMANN | 79.38 |  |  | 1972 |  | 30.42% | TRUE
1374 | OCGT | DE | FREIMANN | 79.38 |  |  | 1972 |  | 30.42% | FALSE
1375 | Hydro | AT | FREUDENAU | 186.8 |  |  | 1997 |  |  | FALSE
1376 | Coal | DE | FRIEDENSBRUCKE | 65.844 |  |  | 1966 |  | 34.66% | FALSE
1377 | OCGT | DE | FRIEDENSBRUCKE | 49 |  |  | 2005 |  | 39% | TRUE
1378 | OCGT | DE | FRIEDRICHSTRASSE | 24.5 |  |  | 1996 |  | 36.66% | TRUE
1379 | Hydro | ES | FRIEIRA | 130 |  |  | 1970 |  |  | FALSE
1380 | Hydro | ES | FRIEIRA ECOLOGICO | 17.5 |  |  | 2008 |  |  | FALSE
1381 | Hydro | AT | FRIESACH | 13.5 |  |  | 1998 |  |  | FALSE
1382 | Lignite | DE | FRIMMERSDORF | 1932 |  |  | 1959 |  | 31.7% | FALSE
1383 | Hydro | NO | FROLAND | 19.55 |  |  | 1963 |  |  | FALSE
1384 | OCOT | UK | FRONTIGNAN | 18.13 |  |  | 1976 |  | 31.46% | FALSE
1385 | Hydro | NO | FROYSTUL | 47 |  |  | 1995 |  |  | FALSE
1386 | Hydro | RO | FRUNZARU | 53 |  |  | 1988 |  |  | FALSE
1387 | Hydro | IT | FUCINE | 11 |  |  | 1937 |  |  | FALSE
1388 | Biomass | ES | FUDEPOR (EL POZO) | 14.8 |  |  | 2008 |  |  | TRUE
1389 | CCGT | ES | FUENLABRADA MILL | 49.44 |  |  | 2001 |  | 54% | FALSE
1390 | OCGT | ES | FUENTES PINA | 18.62 |  |  | 2001 |  | 37.96% | TRUE
1391 | CCGT | DE | FULDA MILL | 22.176 |  |  | 1981 |  | 40.67% | FALSE
1392 | Hydro | NO | FUNNEFOSS | 40 |  |  | 1975 |  |  | FALSE
1393 | Hydro | AT | FUNSINGAU | 27 |  |  | 1967 |  |  | FALSE
1394 | OCGT | HU | FUREDI UT | 17.64 |  |  | 2005 |  | 39% | TRUE
1395 | Hydro | IT | FURLO | 13 |  |  | 1952 |  |  | FALSE
1396 | Hydro | NO | FUSA | 30 |  |  | 1986 |  |  | FALSE
1397 | OCGT | IT | FUSINA HYDROGEN PARK | 11.76 |  |  | 2009 |  | 40.04% | TRUE
1398 | GasSteam | DK | FYNS | 425.28 |  |  | 1991 |  | 43.63% | TRUE
1399 | Biomass | DK | FYNS BIOMASS | 32 |  |  | 2010 |  |  | TRUE
1400 | Geothermal | IT | GABBRO | 20 |  |  | 2002 |  |  | FALSE
1401 | Hydro | SK | GABCIKOVO | 720 |  |  | 1992 |  |  | FALSE
1402 | Hydro | AT | GABERSDORF | 14.5 |  |  | 1972 |  |  | FALSE
1403 | Hydro | CH | GABI | 11 |  |  | 1957 |  |  | FALSE
1404 | PSP | ES | GABRIEL Y GALAN | 110 | 110 | 880 | 1982 |  |  | FALSE
1405 | Lignite | BA | GACKO | 276 |  |  | 1983 |  | 38.9% | FALSE
1406 | Hydro | SE | GADDEDE | 22 |  |  | 1974 |  |  | FALSE
1407 | Hydro | ES | GAITANEJO-CHORRO | 12.8 |  |  | 1982 |  |  | FALSE
1408 | GasSteam | RO | GALATI | 513.6 |  |  | 1969 |  | 36.62% | TRUE
1409 | Hydro | RO | GALBENI | 29.15 |  |  | 1983 |  |  | FALSE
1410 | CCGT | NL | GALILEISTRAAT | 217.824 |  |  | 1986 |  | 44% | FALSE
1411 | CCGT | IT | GALILEO FERRARIS | 663.36 |  |  | 1995 |  | 50% | FALSE
1412 | OCOT | ES | GALLEGA COGEN | 12.446 |  |  | 1996 |  | 36.66% | TRUE
1413 | Biomass | ES | GALLEGO LANDFILL | 14.14 |  |  | 1999 |  |  | TRUE
1414 | Hydro | SE | GALLEJAUR | 209 |  |  | 1964 |  |  | FALSE
1415 | Hydro | IT | GALLETO | 147.2 |  |  | 1928 |  |  | FALSE
1416 | Hydro | IT | GALLICANO | 25.2 |  |  | 2005 |  |  | FALSE
1417 | Hydro | FR | GAMBSHEIM | 97.8 |  |  | 1974 |  |  | FALSE
1418 | Hydro | NO | GAMLEBROFOSS | 18 |  |  | 1971 |  |  | FALSE
1419 | Hydro | SE | GAMMELANGE | 78 |  |  | 1944 |  |  | FALSE
1420 | Hydro | AT | GAMP | 10.12 |  |  | 2007 |  |  | FALSE
1421 | Hydro | AT | GAMPADELS | 16.895 |  |  | 1967 |  |  | FALSE
1422 | Hydro | IT | GANDA TEGLIO | 64 |  |  | 1955 |  |  | FALSE
1423 | Coal | FR | GARDANNE WORKS | 11.439 |  |  | 1988 |  | 41.67% | FALSE
1424 | OCGT | FR | GARDANNE WORKS | 78.4 |  |  | 1999 |  | 37.44% | TRUE
1425 | OilSteam | FR | GARDANNE WORKS | 11.808 |  |  | 1971 |  | 37.26% | FALSE
1426 | Hydro | SE | GARDIKFORS | 60 |  |  | 1963 |  |  | FALSE
1427 | Nuclear | ES | GARONA | 442.7 |  |  | 1971 |  | 33% | FALSE
1428 | Biomass | ES | GARRAF LANDFILL | 12.504 |  |  | 2002 |  |  | FALSE
1429 | Hydro | DE | GARS | 24 |  |  | 1938 |  |  | FALSE
1430 | Waste | SE | GARSTAD | 19 |  |  | 2005 |  |  | TRUE
1431 | Hydro | AT | GARSTEN-ST ULRICH | 38.398 |  |  | 1967 |  |  | FALSE
1432 | OCGT | NL | GASSELTERNIJVEEN | 24.01 |  |  | 1994 |  | 36.14% | TRUE
1433 | OCGT | IE | GATEPOWER JV | 14.112 |  |  | 1997 |  | 36.92% | TRUE
1434 | Hydro | ES | GAVET LERIDA | 23 |  |  | 1931 |  |  | FALSE
1435 | Waste | NL | GAVI WIJSTER | 48 |  |  | 1996 |  |  | FALSE
1436 | Biomass | IT | GAVIRATE CEG | 51.99 |  |  | 2008 |  |  | FALSE
1437 | OCGT | IT | GAVIRATE MDG | 15.5428 |  |  | 2000 |  | 37.7% | TRUE
1438 | OilSteam | PL | GDANSK REFINERY | 28.8 |  |  | 1974 |  | 38.21% | TRUE
1439 | Coal | PL | GDANSK-2 | 214.83 |  |  | 1971 |  | 36.26% | TRUE
1440 | Coal | PL | GDYNIA-3 | 97.836 |  |  | 1980 |  | 39.12% | TRUE
1441 | Hydro | FR | GEDRE | 25.5 |  |  | 1951 |  |  | FALSE
1442 | OCGT | BE | GEEL COGEN | 42.14 |  |  | 1997 |  | 36.92% | TRUE
1443 | PSP | DE | GEESTHACHT | 105 | 105 | 840 | 1958 |  |  | FALSE
1444 | Hydro | DE | GEISLING | 18.9 |  |  | 1982 |  |  | FALSE
1445 | Hydro | NO | GEITHUSFOSS | 14.7 |  |  | 1961 |  |  | FALSE
1446 | Hydro | SE | GEJMAN | 66 |  |  | 1970 |  |  | FALSE
1447 | OilSteam | IT | GELA REFINERY | 117.12 |  |  | 1962 |  | 34.39% | TRUE
1448 | OilSteam | IT | GELA REFINERY | 134.4 |  |  | 1962 |  | 34.39% | FALSE
1449 | Coal | NL | GELDERLAND | 590.55 |  |  | 1981 |  | 39.44% | FALSE
1450 | GasSteam | NL | GELEEN PLANT | 44.88 |  |  | 1970 |  | 36.94% | FALSE
1451 | OCGT | NL | GELEEN RESEARCH | 52.5868 |  |  | 1968 |  | 29.38% | TRUE
1452 | OCGT | DE | GELSENKIRCHEN ELE | 10.0352 |  |  | 1992 |  | 35.62% | FALSE
1453 | OCGT | LU | GEMEIND-KIRCHBERG | 15.68 |  |  | 2001 |  | 37.96% | TRUE
1454 | OCGT | DE | GENDORF WORKS | 42.14 |  |  | 2002 |  | 38.22% | TRUE
1455 | Hydro | FR | GENISSIAT-SEYSSEL | 396 |  |  | 1948 |  |  | FALSE
1456 | Coal | BE | GENK-LANGERLO | 520.8 |  |  | 1973 |  | 36.89% | FALSE
1457 | OCGT | BE | GENK-LANGERLO | 88.2 |  |  | 1998 |  | 37.18% | FALSE
1458 | OCGT | FR | GENNEVILLIERS | 210.7 |  |  | 1992 |  | 35.62% | FALSE
1459 | OilSteam | IT | GENOVA CORNINGLIANO | 19.2 |  |  | 1960 |  | 33.75% | FALSE
1460 | Coal | IT | GENOVA ENEL | 274.35 |  |  | 1952 |  | 30.2% | FALSE
1461 | OilSteam | IT | GENOVA GARRONE | 10.848 |  |  | 1961 |  | 34.07% | FALSE
1462 | OCGT | IT | GENOVA SAMPIERDARENA | 29.4 |  |  | 1990 |  | 35.1% | TRUE
1463 | CCGT | BE | GENT-HAM | 39.84 |  |  | 1995 |  | 50% | FALSE
1464 | OCGT | BE | GENT-HAM | 115.64 |  |  | 2008 |  | 39.78% | FALSE
1465 | Waste | BE | GENT-HAM | 12 |  |  | 1997 |  |  | FALSE
1466 | CCGT | DE | GERA NORD NEW | 71.616 |  |  | 1996 |  | 50.67% | FALSE
1467 | Hydro | AT | GERLOS | 200.2 |  |  | 1948 |  |  | FALSE
1468 | Hydro | IT | GEROSA | 14 |  |  | 1927 |  |  | FALSE
1469 | GasSteam | DE | GERSTEINWERK | 700.8 |  |  | 1972 |  | 37.58% | FALSE
1470 | OCGT | DE | GERSTEINWERK | 163.66 |  |  | 1973 |  | 30.68% | FALSE
1471 | Hydro | FR | GERSTHEIM | 95.2 |  |  | 1967 |  |  | FALSE
1472 | Hydro | FR | GERVANS | 120 |  |  | 1971 |  |  | FALSE
1473 | Hydro | SE | GIDBOLE | 13.5 |  |  | 1986 |  |  | FALSE
1474 | Hydro | SE | GIDEA | 18.45 |  |  | 1986 |  |  | FALSE
1475 | Hydro | SE | GIDEABACKA | 15.8 |  |  | 1995 |  |  | FALSE
1476 | Hydro | RO | GIRLENI | 23 |  |  | 1965 |  |  | FALSE
1477 | CCGT | IT | GISSI | 787.2 |  |  | 2008 |  | 58.67% | FALSE
1478 | OCGT | NL | GIST DELFT | 10.6722 |  |  | 1986 |  | 34.06% | TRUE
1479 | OCGT | IT | GIUGLIANO | 344.96 |  |  | 1987 |  | 34.32% | FALSE
1480 | Lignite | RO | GIURGIU | 138 |  |  | 1984 |  | 39.2% | TRUE
1481 | Coal | DE | GKM | 706.8 |  |  | 1975 |  | 37.53% | TRUE
1482 | Coal | DE | GKM | 646.35 |  |  | 1970 |  | 35.94% | FALSE
1483 | Coal | DE | GKW SCHWEINFURT | 10.881 |  |  | 1990 |  | 42.31% | TRUE
1484 | Coal | DE | GKW SCHWEINFURT | 15.624 |  |  | 1990 |  | 42.31% | FALSE
1485 | Waste | UK | GLANFORD | 13.5 |  |  | 1993 |  |  | FALSE
1486 | PSP | DE | GLEMS | 90 | 90 | 720 | 1964 |  |  | FALSE
1487 | Hydro | UK | GLENDOE | 100 |  |  | 2009 |  |  | FALSE
1488 | Hydro | UK | GLENLEE | 24 |  |  | 1935 |  |  | FALSE
1489 | Hydro | UK | GLENMORISTON | 36 |  |  | 1952 |  |  | FALSE
1490 | Coal | PL | GLINOJECK | 16.74 |  |  | 1978 |  | 38.49% | TRUE
1491 | Coal | PL | GLIWICE WORKS | 29.76 |  |  | 2003 |  | 46.46% | TRUE
1492 | Hydro | MK | GLOBOCICA | 46.221 |  |  | 1965 |  |  | FALSE
1493 | Hydro | NO | GLOMFJORD | 120 |  |  | 1920 |  |  | FALSE
1494 | Hydro | IT | GLORENZA | 96 |  |  | 1949 |  |  | FALSE
1495 | Coal | DE | GLUCKSTADT | 14.2197 |  |  | 1983 |  | 40.08% | TRUE
1496 | Waste | DE | GLUCKSTADT | 23 |  |  | 2010 |  |  | TRUE
1497 | Hydro | AT | GMUNDEN | 12.46 |  |  | 1969 |  |  | FALSE
1498 | CCGT | HU | GODOLLO HUMAN | 13.2096 |  |  | 2005 |  | 56.67% | FALSE
1499 | Nuclear | CH | GOESGEN | 969 |  |  | 1979 |  | 33% | TRUE
1500 | Hydro | CH | GOESGEN REBUILD | 44.43 |  |  | 2000 |  |  | FALSE
1501 | Hydro | IT | GOGLIO | 20 |  |  | 1938 |  |  | FALSE
1502 | Hydro | RO | GOGOSU | 54 |  |  | 1994 |  |  | FALSE
1503 | Hydro | HR | GOJAK | 48.562 |  |  | 1957 |  |  | FALSE
1504 | Biomass | FR | GOLBEY MILL NS | 12.5 |  |  | 2007 |  |  | FALSE
1505 | Lignite | DE | GOLDENBERG | 157.32 |  |  | 1991 |  | 41.3% | TRUE
1506 | PSP | DE | GOLDISTHAL | 1060 | 1060 | 8480 | 2003 |  |  | FALSE
1507 | Nuclear | FR | GOLFECH | 2589.7 |  |  | 1991 |  | 33% | FALSE
1508 | Hydro | FR | GOLFECH HYDRO | 72.6 |  |  | 1971 |  |  | FALSE
1509 | Hydro | FR | GOLINHAC | 45 |  |  | 1960 |  |  | FALSE
1510 | OCGT | PT | GONCALVES FACTORY | 11.466 |  |  | 1995 |  | 36.4% | TRUE
1511 | Hydro | CH | GONDO | 45.39 |  |  | 1953 |  |  | FALSE
1512 | OCGT | FR | GONFREVILLE REFINERY | 245 |  |  | 2004 |  | 38.74% | TRUE
1513 | OilSteam | FR | GONFREVILLE REFINERY | 65.472 |  |  | 1970 |  | 36.94% | TRUE
1514 | OilSteam | FR | GONFREVILLE REFINERY | 40.512 |  |  | 1955 |  | 32.16% | FALSE
1515 | CCGT | HU | GONYU | 415.68 |  |  | 2011 |  | 60.67% | FALSE
1516 | Hydro | CH | GORDOLA | 111 |  |  | 1965 |  |  | FALSE
1517 | Hydro | IT | GORDONA (MERA-III) | 14.57 |  |  | 1951 |  |  | FALSE
1518 | CCGT | PL | GORZOW | 61.44 |  |  | 1999 |  | 52.67% | TRUE
1519 | Coal | PL | GORZOW | 57.66 |  |  | 1976 |  | 37.85% | TRUE
1520 | Hydro | AT | GOSAU | 12 |  |  | 1929 |  |  | FALSE
1521 | Hydro | CH | GOSCHENEN | 33.26 |  |  | 1961 |  |  | FALSE
1522 | Hydro | CH | GOSCHENERNALP | 164.8 |  |  | 1962 |  |  | FALSE
1523 | OCOT | SE | GOTHENBURG | 56.84 |  |  | 1973 |  | 30.68% | FALSE
1524 | Hydro | DE | GOTTFRIEDING | 10.15 |  |  | 1978 |  |  | FALSE
1525 | Coal | RO | GOVORA | 93 |  |  | 1986 |  | 41.04% | TRUE
1526 | GasSteam | RO | GOVORA | 96 |  |  | 1975 |  | 38.53% | TRUE
1527 | Hydro | RO | GOVORA DAM | 45 |  |  | 1975 |  |  | FALSE
1528 | Hydro | BA | GRABOVICA | 117 |  |  | 1982 |  |  | FALSE
1529 | Hydro | SE | GRADA | 24 |  |  | 1949 |  |  | FALSE
1530 | Hydro | ES | GRADO ENDESA | 45.76 |  |  | 1967 |  |  | FALSE
1531 | Nuclear | DE | GRAFENRHEINFELD | 1277.75 |  |  | 1982 | 2015 | 33% | FALSE
1532 | CCGT | UK | GRAIN | 1224 |  |  | 2011 |  | 60.67% | TRUE
1533 | OCOT | UK | GRAIN | 56.84 |  |  | 1980 |  | 32.5% | FALSE
1534 | OilSteam | UK | GRAIN | 1324.8 |  |  | 1982 |  | 40.76% | FALSE
1535 | OCOT | UK | GRAIN BG | 14.2492 |  |  | 1990 |  | 35.1% | FALSE
1536 | Hydro | NO | GRANA (NO) | 75 |  |  | 1982 |  |  | FALSE
1537 | OCGT | ES | GRANADA GRELVA | 35.28 |  |  | 1994 |  | 36.14% | TRUE
1542 | Hydro | SE | GRANBOFORSEN | 30.4 |  |  | 1980 |  |  | FALSE
1543 | OCOT | FR | GRANDE-COURONNE | 23.52 |  |  | 1981 |  | 32.76% | FALSE
1544 | Hydro | FR | GRAND-MAISON | 604.24 |  |  | 1983 |  |  | FALSE
1545 | PSP | FR | GRAND-MAISON | 1200 | 1200 | 9600 | 1982 |  |  | FALSE
1546 | Hydro | FR | GRANDVAL | 74.1 |  |  | 1959 |  |  | FALSE
1547 | Hydro | SE | GRANFORS | 40 |  |  | 1950 |  |  | FALSE
1548 | OCGT | UK | GRANGEMOUTH CHP | 135.24 |  |  | 2001 |  | 37.96% | TRUE
1549 | OCGT | UK | GRANGEMOUTH WORKS | 18.914 |  |  | 1978 |  | 31.98% | FALSE
1550 | OilSteam | UK | GRANGEMOUTH WORKS | 54.144 |  |  | 1975 |  | 38.53% | TRUE
1551 | Hydro | FR | GRANGENT | 33.3 |  |  | 1957 |  |  | FALSE
1552 | Hydro | NO | GRASJO | 15 |  |  | 1970 |  |  | FALSE
1553 | Biomass | AT | GRATKORN MILL | 56.6 |  |  | 2007 |  |  | TRUE
1554 | Biomass | AT | GRATKORN MILL | 36.85 |  |  | 1987 |  |  | FALSE
1555 | CCGT | AT | GRATKORN MILL | 97.248 |  |  | 1994 |  | 49.33% | FALSE
1556 | Hydro | IT | GRAVEDONA | 12.7 |  |  | 1941 |  |  | FALSE
1557 | Nuclear | FR | GRAVELINES | 5420.7 |  |  | 1980 |  | 33% | FALSE
1558 | Hydro | NO | GRAVFOSS | 50 |  |  | 1931 |  |  | FALSE
1559 | OCGT | AT | GRAZ SFT | 24.9116 |  |  | 1997 |  | 36.92% | TRUE
1560 | Coal | UK | GREAT COATES | 15.2892 |  |  | 1965 |  | 34.34% | TRUE
1561 | OilSteam | IE | GREAT ISLAND | 230.4 |  |  | 1968 |  | 36.3% | FALSE
1562 | CCGT | UK | GREAT YARMOUTH | 403.2 |  |  | 2002 |  | 54.67% | FALSE
1563 | Hydro | RO | GREBLA | 11.2 |  |  | 1975 |  |  | FALSE
1564 | OCGT | UK | GREENWICH | 113.68 |  |  | 1971 |  | 30.16% | FALSE
1565 | Hydro | AT | GREIFENSTEIN | 311.1 |  |  | 1984 |  |  | FALSE
1566 | Biomass | DK | GRENAA | 19.6 |  |  | 1992 |  |  | TRUE
1567 | CCGT | DE | GRENZACH ROCHE | 38.5152 |  |  | 2004 |  | 56% | FALSE
1568 | Hydro | NO | GRESSLIFOSS | 20 |  |  | 1966 |  |  | FALSE
1569 | Hydro | IT | GRESSONEY | 11 |  |  | 1921 |  |  | FALSE
1570 | Hydro | IT | GRIGNO | 13 |  |  | 1940 |  |  | FALSE
1571 | OCGT | DE | GRIMMA | 13.818 |  |  | 1995 |  | 36.4% | TRUE
1572 | CCGT | UK | GRIMSBY TIOXIDE | 19.8624 |  |  | 2001 |  | 54% | FALSE
1573 | Hydro | CH | GRIMSEL-I | 41.2 |  |  | 1974 |  |  | FALSE
1574 | PSP | CH | GRIMSEL-II OST | 311 | 311 | 2488 | 1980 |  |  | FALSE
1575 | OCGT | DK | GRINDSTED | 19.012 |  |  | 1994 |  | 36.14% | TRUE
1576 | Nuclear | DE | GROHNDE | 1358.5 |  |  | 1985 | 2021 | 33% | FALSE
1577 | Waste | NO | GRONMO KLEMETSRUD | 10.65 |  |  | 1985 |  |  | TRUE
1578 | Hydro | NO | GRONNSDAL | 36 |  |  | 1948 |  |  | FALSE
1579 | Hydro | CH | GRONO | 37.5 |  |  | 1965 |  |  | FALSE
1580 | Hydro | NO | GRONVOLLFOSS | 32 |  |  | 1933 |  |  | FALSE
1581 | Biomass | DE | GROPIUSSTADT | 20 |  |  | 2006 |  |  | TRUE
1582 | Hydro | IT | GROSIO | 431 |  |  | 1960 |  |  | FALSE
1583 | OCOT | DE | GROSSKAYNA | 112.7196 |  |  | 1994 |  | 36.14% | FALSE
1584 | Hydro | AT | GROSSRAMING | 72 |  |  | 2002 |  |  | FALSE
1585 | Waste | DE | GROSSRASCHEN | 28.1 |  |  | 2007 |  |  | TRUE
1586 | Hydro | UK | GRUDIE BRIDGE | 24 |  |  | 1950 |  |  | FALSE
1587 | Hydro | SE | GRUNDFORS | 110 |  |  | 1958 |  |  | FALSE
1588 | Hydro | NO | GRUNNAI | 14.9 |  |  | 2006 |  |  | FALSE
1589 | Biomass | SE | GRUVONS BRUK | 93.75 |  |  | 1959 |  |  | TRUE
1590 | Hydro | NO | GRYTAGA | 47.8 |  |  | 1963 |  |  | FALSE
1591 | Hydro | SE | GRYTFORS | 31 |  |  | 1969 |  |  | FALSE
1592 | Hydro | NO | GRYTTEN | 143.5 |  |  | 1974 |  |  | FALSE
1593 | OCOT | ES | GUADALAJARA GLASS PLANT | 17.64 |  |  | 1995 |  | 36.4% | FALSE
1594 | PSP | IT | GUADALAMI | 85 | 85 | 680 | 1961 |  |  | FALSE
1595 | Hydro | ES | GUADALMENA | 15.2 |  |  | 1970 |  |  | FALSE
1596 | Biomass | IT | GUARCINO | 20.595 |  |  | 2008 |  |  | TRUE
1597 | Hydro | FR | GUERLEDAN | 20 |  |  | 1929 |  |  | FALSE
1599 | Hydro | ES | GUIJO DE GRANADILLA | 52.8 |  |  | 1982 |  |  | FALSE
1600 | PSP | ES | GUILLENA | 210 | 210 | 1680 | 1973 |  |  | FALSE
1601 | Hydro | SE | GULLSPANG | 40 |  |  | 1972 |  |  | FALSE
1602 | Hydro | SE | GULSELE | 66.9 |  |  | 1955 |  |  | FALSE
1603 | Hydro | DE | GUMMERING | 19.2 |  |  | 1957 |  |  | FALSE
1604 | Nuclear | DE | GUNDREMMINGEN | 2553.6 |  |  | 1984 | 2021 | 33% | FALSE
1605 | Hydro | NO | GUOLAS | 81 |  |  | 1971 |  |  | FALSE
1606 | Hydro | RO | GURA LOTRULUI | 24.8 |  |  | 1986 |  |  | FALSE
1607 | Biomass | DE | GUSTROW NAWARO | 22 |  |  | 2008 |  |  | FALSE
1608 | Biomass | DE | GUTERSLOH PFLEIDERER | 17 |  |  | 2000 |  |  | TRUE
1609 | CCGT | DE | GUTERSLOH PLANT | 19.4496 |  |  | 1994 |  | 49.33% | FALSE
1610 | OCGT | HU | GYOR CHP | 17.64 |  |  | 2002 |  | 38.22% | TRUE
1611 | Hydro | FI | HAAPAKOSKI PVO | 28 |  |  | 1963 |  |  | FALSE
1612 | Biomass | FI | HAAPANIEMI | 98 |  |  | 1972 |  |  | TRUE
1613 | Biomass | FI | HAAPAVESI | 154 |  |  | 1989 |  |  | FALSE
1614 | Hydro | SE | HAELLFORSEN | 21 |  |  | 1967 |  |  | FALSE
1615 | Hydro | NO | HAEN | 25.7 |  |  | 1967 |  |  | FALSE
1616 | CCGT | DE | HAFEN MUNSTER | 96 |  |  | 2005 |  | 56.67% | FALSE
1617 | Lignite | DE | HAFEN SWB | 404.8 |  |  | 1968 |  | 34.4% | TRUE
1618 | Hydro | NO | HAFSLUND | 31 |  |  | 1936 |  |  | FALSE
1619 | Waste | CH | HAGENHOLZ | 19.6 |  |  | 2006 |  |  | TRUE
1620 | CCGT | DE | HAGEN-KABEL | 211.2 |  |  | 1981 |  | 40.67% | FALSE
1621 | Hydro | CH | HAGNECK | 11.9 |  |  | 1954 |  |  | FALSE
1622 | Hydro | NO | HAKAVIK | 13.1 |  |  | 1922 |  |  | FALSE
1623 | Hydro | NO | HAKVIK | 11 |  |  | 1954 |  |  | FALSE
1624 | Coal | PL | HALEMBA | 186 |  |  | 1962 |  | 33.39% | TRUE
1625 | Hydro | SE | HALLBY | 84 |  |  | 1970 |  |  | FALSE
1626 | GasSteam | DE | HALLE CHEMICAL | 12.1325 |  |  | 1996 |  | 45.23% | TRUE
1627 | GasSteam | AT | HALLEIN MILL | 21.408 |  |  | 1987 |  | 42.36% | FALSE
1628 | GasSteam | DE | HALLENDORF | 299.52 |  |  | 1958 |  | 33.11% | TRUE
1629 | GasSteam | DE | HALLENDORF | 240 |  |  | 1940 |  | 27.38% | FALSE
1630 | CCGT | DE | HALLE-TROTHA | 25.728 |  |  | 1993 |  | 48.67% | FALSE
1631 | Hydro | SE | HALLFORSENS | 22 |  |  | 1964 |  |  | FALSE
1632 | Hydro | SE | HALLSBERG | 127.5 |  |  | 1955 |  |  | FALSE
1633 | Hydro | SE | HALLSTAHAMMAR | 15 |  |  | 1991 |  |  | FALSE
1634 | OCOT | SE | HALLSTAVIK | 117.6 |  |  | 1974 |  | 30.94% | FALSE
1635 | OCOT | SE | HALMSTAD | 245.49 |  |  | 1973 |  | 30.68% | FALSE
1636 | Hydro | SE | HALVFARI | 24 |  |  | 1979 |  |  | FALSE
1637 | CCGT | BE | HAM TESSENDERLO | 15.264 |  |  | 1990 |  | 46.67% | FALSE
1638 | GasSteam | DE | HAMBORN RWE | 244.8 |  |  | 2003 |  | 47.46% | TRUE
1639 | OCGT | DE | HAMBURG OELMUHLE | 15.7192 |  |  | 1992 |  | 35.62% | TRUE
1640 | Biomass | FI | HAMEENLINNA | 21.7 |  |  | 1939 |  |  | TRUE
1641 | OCGT | FI | HAMEENLINNA | 44.1 |  |  | 1988 |  | 34.58% | TRUE
1642 | Waste | DE | HAMM MVA | 18.04 |  |  | 1985 |  |  | FALSE
1643 | OilSteam | SE | HAMMARBY HEAT PUMP | 43.2 |  |  | 1986 |  | 42.04% | TRUE
1644 | Hydro | SE | HAMMARFORSEN | 79 |  |  | 1928 |  |  | FALSE
1645 | OCGT | DE | HAMMELBURG BASE | 9.996 |  |  | 1994 |  | 36.14% | TRUE
1646 | CCGT | DE | HAMM-UENTROP | 768 |  |  | 2007 |  | 58% | FALSE
1647 | Hydro | SE | HAMRA (SE) | 148.75 |  |  | 1958 |  |  | FALSE
1648 | Coal | FI | HANASAARI | 212.04 |  |  | 1974 |  | 37.21% | TRUE
1649 | Hydro | CH | HANDECK I | 93 |  |  | 1932 |  |  | FALSE
1650 | Hydro | CH | HANDECK II | 113 |  |  | 1950 |  |  | FALSE
1651 | PSP | CH | HANDECK III | 53 | 53 | 424 | 1976 |  |  | FALSE
1652 | Biomass | SE | HANDELO | 100 |  |  | 1964 |  |  | TRUE
1653 | Hydro | NO | HANEFOSS | 21.1 |  |  | 1961 |  |  | FALSE
1654 | Coal | DE | HANNOVER | 372 |  |  | 1989 |  | 41.99% | TRUE
1655 | PSP | DE | HAPPURG | 160 | 160 | 1280 | 1955 |  |  | FALSE
1656 | OCGT | DK | HARBOORE FACTORY | 14.406 |  |  | 1997 |  | 36.92% | TRUE
1657 | OCGT | DE | HARBURG REFINERY | 37.534 |  |  | 1994 |  | 36.14% | TRUE
1658 | GasSteam | NL | HARCULO | 265.92 |  |  | 1982 |  | 40.76% | FALSE
1659 | OCOT | NL | HARCULO | 83.3 |  |  | 1982 |  | 33.02% | FALSE
1660 | Hydro | NO | HARDELAND | 18.73 |  |  | 1957 |  |  | FALSE
1661 | Biomass | BE | HARELBEKE | 85.35 |  |  | 1976 |  |  | FALSE
1662 | Hydro | FI | HARJAVALTA | 69.3 |  |  | 1939 |  |  | FALSE
1663 | OilSteam | BE | HARNONCOURT | 24 |  |  | 1988 |  | 42.67% | FALSE
1664 | Biomass | SE | HARNOSAND | 11.7 |  |  | 2002 |  |  | TRUE
1665 | Hydro | NO | HARPEFOSSEN | 92 |  |  | 1965 |  |  | FALSE
1666 | Hydro | SE | HARRSELE | 198 |  |  | 1957 |  |  | FALSE
1667 | Hydro | SE | HARSPRANGET | 970 |  |  | 1950 |  |  | FALSE
1668 | Nuclear | UK | HARTLEPOOL | 1254 |  |  | 1984 |  | 33% | FALSE
1669 | OCOT | UK | HARTLEPOOL | 68.6 |  |  | 1973 |  | 30.68% | FALSE
1670 | CCGT | UK | HARWORTH | 16.896 |  |  | 1992 |  | 48% | FALSE
1671 | Biomass | SE | HASSELBY | 79 |  |  | 1959 |  |  | TRUE
1672 | GasSteam | DE | HASTEDT | 144 |  |  | 1972 |  | 37.58% | TRUE
1673 | Lignite | DE | HASTEDT | 119.6 |  |  | 1989 |  | 40.7% | TRUE
1674 | Hydro | RO | HATEG | 15.9 |  |  | 1990 |  |  | FALSE
1675 | GasSteam | DE | HATTINGEN | 272.64 |  |  | 1959 |  | 33.43% | FALSE
1676 | Hydro | NO | HAUGSDAL | 37 |  |  | 1977 |  |  | FALSE
1677 | Hydro | NO | HAUKREI | 16 |  |  | 1992 |  |  | FALSE
1678 | PSP | DE | HAUSERN | 120 | 120 | 960 | 1931 |  |  | FALSE
1679 | OilSteam | DE | HAUSHAM WORKS | 38.4 |  |  | 1963 |  | 34.71% | FALSE
1680 | PSP | AT | HAUSLING | 360 | 360 | 2880 | 1987 |  |  | FALSE
1681 | Hydro | FR | HAUTEFAGE | 22.9 |  |  | 1958 |  |  | FALSE
1682 | Hydro | FR | HAUTELUCE | 14.8 |  |  | 1965 |  |  | FALSE
1683 | Hydro | NO | HAVERSTAD | 44 |  |  | 1957 |  |  | FALSE
1684 | GasSteam | DK | HC ORSTED | 170.88 |  |  | 1962 |  | 34.39% | TRUE
1685 | OCOT | DK | HC ORSTED | 12.25 |  |  | 1933 |  | 20.28% | FALSE
1686 | OCGT | UK | HEATHROW AIRPORT | 13.524 |  |  | 1995 |  | 36.4% | TRUE
1687 | Biomass | SE | HEDENSBYN | 35 |  |  | 1996 |  |  | TRUE
1688 | Hydro | NO | HEGGMOEN | 10.25 |  |  | 1982 |  |  | FALSE
1689 | Hydro | NO | HEGSETFOSS | 34 |  |  | 1962 |  |  | FALSE
1690 | Coal | DE | HEILBRONN | 939.3 |  |  | 1965 |  | 34.34% | TRUE
1691 | Biomass | AT | HEILIGENKREUZ | 11.4 |  |  | 2006 |  |  | TRUE
1692 | Hydro | CH | HEILIGKREUZ | 26 |  |  | 1971 |  |  | FALSE
1693 | Hydro | DE | HEIMBACH REBUILD | 16 |  |  | 1976 |  |  | FALSE
1694 | Coal | FI | HEINOLA PLANT | 36.456 |  |  | 1984 |  | 40.4% | TRUE
1695 | Hydro | NO | HEKNI | 56 |  |  | 1995 |  |  | FALSE
1696 | OCOT | SE | HELENEHOLMS | 127.4 |  |  | 1966 |  | 28.86% | TRUE
1698 | Hydro | NO | HELLANDSFOSS | 32.7 |  |  | 1992 |  |  | FALSE
1699 | Hydro | NO | HELLEFOSS | 11 |  |  | 1952 |  |  | FALSE
1700 | CCGT | NL | HELMOND | 26.64 |  |  | 1982 |  | 41.33% | FALSE
1701 | OCGT | NL | HELMOND | 21.3934 |  |  | 1999 |  | 37.44% | FALSE
1702 | CCGT | NL | HELMOND PROMEST VKC | 32.64 |  |  | 1994 |  | 49.33% | FALSE
1703 | OCGT | DE | HELMSHAGER BERG | 14.7 |  |  | 1995 |  | 36.4% | TRUE
1704 | Waste | DE | HELMSTEDT BKB | 30 |  |  | 1998 |  |  | TRUE
1705 | OCGT | DK | HELSINGE | 14.3276 |  |  | 1994 |  | 36.14% | TRUE
1706 | CCGT | DK | HELSINGOR | 56.3904 |  |  | 1993 |  | 48.67% | TRUE
1707 | Hydro | DE | HEMFURTH | 20.2 |  |  | 1993 |  |  | FALSE
1708 | Hydro | NO | HEMSIL | 154.4 |  |  | 1959 |  |  | FALSE
1709 | Coal | NL | HEMWEG | 632.4 |  |  | 1994 |  | 43.59% | FALSE
1710 | GasSteam | NL | HEMWEG | 485.76 |  |  | 1978 |  | 39.49% | FALSE
1711 | OCGT | NL | HEMWEG | 132.3 |  |  | 1988 |  | 34.58% | FALSE
1712 | Hydro | FR | HENRI POINCARE | 270 |  |  | 1957 |  |  | FALSE
1713 | Hydro | NO | HENSFOSS | 17 |  |  | 1946 |  |  | FALSE
1714 | Biomass | DE | HERBRECHTINGEN | 16 |  |  | 2004 |  |  | FALSE
1715 | CCGT | DE | HERDECKE CUNO | 400.32 |  |  | 2007 |  | 58% | FALSE
1716 | Hydro | NO | HERLANDSFOSS | 13.5 |  |  | 1995 |  |  | FALSE
1717 | Hydro | SE | HERMANSBODA | 12 |  |  | 1962 |  |  | FALSE
1718 | Hydro | FR | HERMILLION | 114 |  |  | 1974 |  |  | FALSE
1719 | OCGT | ES | HERNANI MILL | 46.06 |  |  | 2008 |  | 39.78% | TRUE
1720 | Coal | DE | HERNE | 744 |  |  | 1966 |  | 34.66% | TRUE
1721 | Coal | DE | HERNE | 139.5 |  |  | 1963 |  | 33.71% | FALSE
1722 | Biomass | DK | HERNING | 95 |  |  | 1982 |  |  | TRUE
1723 | OilSteam | NO | HEROYA INDUSTRIAL PARK | 11.232 |  |  | 1991 |  | 43.63% | TRUE
1724 | GasSteam | DE | HERRENHAUSEN | 96 |  |  | 1975 |  | 38.53% | TRUE
1725 | Hydro | NO | HERVA | 34 |  |  | 1963 |  |  | FALSE
1726 | Coal | DE | HEYDEN | 847.23 |  |  | 1987 |  | 41.36% | FALSE
1727 | Nuclear | UK | HEYSHAM-1 | 1254 |  |  | 1984 |  | 33% | FALSE
1728 | OCOT | UK | HEYSHAM-1 | 68.6 |  |  | 1977 |  | 31.72% | FALSE
1729 | Nuclear | UK | HEYSHAM-2 | 1292 |  |  | 1988 |  | 33% | FALSE
1730 | Biomass | CH | HHKW AUBRUGG | 11 |  |  | 2011 |  |  | TRUE
1731 | Hydro | AT | HIEFLAU | 58.29 |  |  | 1955 |  |  | FALSE
1732 | CCGT | DK | HILLEROD | 71.712 |  |  | 1991 |  | 47.33% | TRUE
1733 | OilSteam | UK | HILLHOUSE VICTREX | 39.36 |  |  | 1958 |  | 33.11% | TRUE
1734 | OCGT | DE | HILTROP | 25.97 |  |  | 1975 |  | 31.2% | FALSE
1735 | Nuclear | UK | HINKLEY POINT-B | 1254 |  |  | 1976 |  | 33% | FALSE
1736 | OCOT | UK | HINKLEY POINT-B | 68.6 |  |  | 1976 |  | 31.46% | FALSE
1737 | Hydro | AT | HINTERMUHR | 36 |  |  | 1991 |  |  | FALSE
1738 | PSP | AT | HINTERMUHR | 67 | 67 | 536 | 2008 |  |  | FALSE
1739 | Waste | CH | HINWIL | 10.6 |  |  | 1996 |  |  | TRUE
1740 | OCGT | DK | HIRTSHALS | 26.7932 |  |  | 1988 |  | 34.58% | TRUE
1741 | Hydro | SE | HISSMOFORS | 87.6 |  |  | 1931 |  |  | FALSE
1742 | Hydro | SE | HJALTA | 177.9 |  |  | 1952 |  |  | FALSE
1743 | Hydro | NO | HJARTDOLA | 130 |  |  | 1958 |  |  | FALSE
1744 | CCGT | DK | HJORRING CHP | 55.0464 |  |  | 1996 |  | 50.67% | TRUE
1745 | CCGT | DE | HKW NIEDERRAD | 72 |  |  | 2005 |  | 56.67% | FALSE
1746 | Coal | DE | HKW OFFENBACH | 59.52 |  |  | 1988 |  | 41.67% | TRUE
1747 | OCGT | DE | HKW ROSENHEIM | 9.849 |  |  | 2008 |  | 39.78% | TRUE
1748 | Waste | DE | HKW ROSENHEIM | 11.45 |  |  | 1956 |  |  | TRUE
1749 | CCGT | DE | HKW SCHWARZA | 12.096 |  |  | 1992 |  | 48% | FALSE
1750 | Coal | DE | HKW WEST | 128.34 |  |  | 1989 |  | 41.99% | TRUE
1751 | OCGT | DE | HKW WEST | 96.04 |  |  | 1994 |  | 36.14% | TRUE
1752 | Hydro | NO | HODNABERG | 29.4 |  |  | 1951 |  |  | FALSE
1753 | Lignite | CZ | HODONIN | 92 |  |  | 1996 |  | 42.8% | TRUE
1754 | OCGT | CZ | HODONIN | 294 |  |  | 1975 |  | 31.2% | FALSE
1755 | Coal | DE | HOECHST | 82.77 |  |  | 1956 |  | 31.48% | FALSE
1756 | CCGT | DE | HOECHST BUSINESS PARK | 192 |  |  | 2001 |  | 54% | FALSE
1757 | Hydro | NO | HOFSFOSS | 28 |  |  | 1978 |  |  | FALSE
1758 | Waste | SE | HOGDALEN | 73 |  |  | 1970 |  |  | TRUE
1759 | Hydro | NO | HOGEFOSS | 24 |  |  | 1969 |  |  | FALSE
1760 | Hydro | SE | HOGFORS JAMTLAND | 14 |  |  | 1985 |  |  | FALSE
1761 | Hydro | NO | HOGGA | 17 |  |  | 1987 |  |  | FALSE
1762 | PSP | DE | HOHENWARTE | 380 | 380 | 3040 | 1959 |  |  | FALSE
1763 | Hydro | SE | HOJUM | 160 |  |  | 1941 |  |  | FALSE
1764 | Hydro | NO | HOLEN | 326 |  |  | 1981 |  |  | FALSE
1765 | Hydro | NO | HOL-I | 190 |  |  | 1949 |  |  | FALSE
1766 | Hydro | NO | HOL-II | 26 |  |  | 1957 |  |  | FALSE
1767 | Hydro | NO | HOL-III | 60 |  |  | 1958 |  |  | FALSE
1768 | Hydro | SE | HOLJEBRO | 30 |  |  | 1967 |  |  | FALSE
1769 | Hydro | SE | HOLJES | 130 |  |  | 1961 |  |  | FALSE
1770 | Hydro | SE | HOLLEFORSEN | 140.1 |  |  | 1949 |  |  | FALSE
1771 | Hydro | SE | HOLMEN | 24.1 |  |  | 1961 |  |  | FALSE
1772 | OCGT | ES | HOLMEN PENINSULAR | 49.98 |  |  | 2005 |  | 39% | TRUE
1773 | Hydro | DE | HOLZFELD | 38.88 |  |  | 1957 |  |  | FALSE
1774 | Hydro | IT | HONE-1 | 18.5 |  |  | 1947 |  |  | FALSE
1775 | Hydro | IT | HONE-2 | 11.01 |  |  | 1918 |  |  | FALSE
1776 | Hydro | NO | HONEFOSS-II | 26 |  |  | 1948 |  |  | FALSE
1777 | Hydro | CH | HOPFLAUENEN-TRIFT | 79 |  |  | 1967 |  |  | FALSE
1778 | Hydro | SK | HORNA STREDA | 25.5 |  |  | 1954 |  |  | FALSE
1779 | Coal | FR | HORNAING | 232.76 |  |  | 1970 |  | 35% | FALSE
1780 | OCGT | DK | HORSENS | 22.05 |  |  | 1992 |  | 35.62% | TRUE
1781 | Waste | DK | HORSENS | 11.8 |  |  | 1992 |  |  | TRUE
1782 | Hydro | SE | HOTING | 13 |  |  | 1978 |  |  | FALSE
1783 | Hydro | FR | HOURAT | 45 |  |  | 1925 |  |  | FALSE
1784 | Hydro | NO | HOVATN | 45 |  |  | 1971 |  |  | FALSE
1785 | Hydro | NO | HOVE | 60 |  |  | 1970 |  |  | FALSE
1786 | OCGT | DE | HOYA FACTORY | 10.878 |  |  | 1996 |  | 36.66% | TRUE
1787 | Hydro | NO | HOYANGER K2 | 25.8 |  |  | 1938 |  |  | FALSE
1788 | Hydro | NO | HOYANGER K5A | 94 |  |  | 1965 |  |  | FALSE
1789 | Hydro | NO | HOYANGER K5B | 17.2 |  |  | 1977 |  |  | FALSE
1790 | Hydro | SK | HRICOV | 31.5 |  |  | 1962 |  |  | FALSE
1791 | Hydro | AT | HUBEN | 10.367 |  |  | 2006 |  |  | FALSE
1792 | GasSteam | DE | HUCKINGEN | 614.4 |  |  | 1975 |  | 38.53% | FALSE
1793 | GasSteam | UK | HUDDERSFIELD ZENECA | 9.696 |  |  | 1995 |  | 44.91% | TRUE
1794 | OCGT | ES | HUELVA FORET | 21.4669 |  |  | 1995 |  | 36.4% | TRUE
1795 | OCGT | ES | HUELVA GEMASA | 26.7638 |  |  | 1997 |  | 36.92% | TRUE
1796 | OCGT | ES | HUELVA INTECSA | 27.44 |  |  | 1998 |  | 37.18% | TRUE
1797 | OCGT | ES | HUELVA REFINERY | 37.534 |  |  | 1991 |  | 35.36% | TRUE
1798 | CCGT | ES | HUELVA TIOXIDE | 13.248 |  |  | 1992 |  | 48% | FALSE
1799 | Hydro | CH | HUGSCHWENDI | 14 |  |  | 1960 |  |  | FALSE
1800 | OCOT | UK | HUMBER REFINERY | 9.898 |  |  | 1982 |  | 33.02% | TRUE
1801 | OilSteam | UK | HUMBER REFINERY | 37.728 |  |  | 1965 |  | 35.34% | TRUE
1802 | OCGT | UK | HUMBER REFINERY CHP | 23.52 |  |  | 1997 |  | 36.92% | TRUE
1803 | OCGT | UK | HUMBLY GROVE | 14.7 |  |  | 2001 |  | 37.96% | FALSE
1804 | Hydro | NO | HUNDERFOSSEN | 112 |  |  | 1963 |  |  | FALSE
1805 | Hydro | NO | HUNSFOSS | 13 |  |  | 1926 |  |  | FALSE
1806 | Nuclear | UK | HUNTERSTON-B | 1254 |  |  | 1976 |  | 33% | FALSE
1807 | CCGT | IE | HUNTSTOWN | 711.456 |  |  | 2002 |  | 54.67% | FALSE
1808 | Hydro | SE | HUSQVARNA | 15 |  |  | 1972 |  |  | FALSE
1809 | Coal | PL | HUTA MIEDZI GLOGOW | 45.663 |  |  | 1969 |  | 35.62% | FALSE
1810 | Waste | NL | HVC ALKMAAR | 60 |  |  | 1996 |  |  | TRUE
1811 | Biomass | NL | HVC BIOENERGIE | 25 |  |  | 2008 |  |  | TRUE
1812 | Hydro | NO | HYLEN | 160 |  |  | 1980 |  |  | FALSE
1813 | Hydro | SE | HYLTE | 26 |  |  | 1990 |  |  | FALSE
1814 | CCGT | UK | HYTHE POLIMERI | 50.88 |  |  | 2005 |  | 56.67% | TRUE
1815 | OCGT | FI | HYVINKAA | 46.06 |  |  | 1989 |  | 34.84% | TRUE
1816 | GasSteam | RO | IASI-1 | 72 |  |  | 1966 |  | 35.66% | TRUE
1817 | Coal | RO | IASI-2 | 93 |  |  | 1986 |  | 41.04% | TRUE
1818 | Coal | DE | IBBENBUREN-B | 751.44 |  |  | 1985 |  | 40.72% | FALSE
1819 | Biomass | SE | IDBACKEN | 35 |  |  | 1994 |  |  | TRUE
1820 | Hydro | DE | IFFEZHEIM | 108 |  |  | 1978 |  |  | FALSE
1821 | CCGT | IT | IGCC FALCONARA | 95.712 |  |  | 2001 |  | 54% | TRUE
1822 | CCOT | IT | IGCC FALCONARA | 181.056 |  |  | 2001 |  | 54% | TRUE
1823 | Biomass | SE | IGELSTA | 85 |  |  | 2009 |  |  | TRUE
1824 | OCGT | NL | IJMUIDEN CEMENT | 11.5444 |  |  | 1985 |  | 33.8% | TRUE
1825 | GasSteam | NL | IJMUIDEN MEKOGESSOR | 25.152 |  |  | 1969 |  | 36.62% | FALSE
1826 | CCGT | NL | IJMUIDEN UNA | 119.424 |  |  | 1997 |  | 51.33% | FALSE
1827 | OCGT | NL | IJMUIDEN WORKS | 13.328 |  |  | 1990 |  | 35.1% | TRUE
1828 | Hydro | CH | ILANZ I (TAVANASA) | 34.5 |  |  | 1990 |  |  | FALSE
1829 | Hydro | CH | ILANZ II (PANIX) | 52.5 |  |  | 1992 |  |  | FALSE
1830 | Hydro | SK | ILAVA | 15 |  |  | 1946 |  |  | FALSE
1831 | GasSteam | FR | ILOT (HAUBOURDIN) | 11.52 |  |  | 1956 |  | 32.48% | FALSE
1832 | OCGT | FR | ILOT (HAUBOURDIN) | 42.14 |  |  | 2001 |  | 37.96% | TRUE
1833 | CCGT | LV | IMANTA | 46.08 |  |  | 2006 |  | 57.33% | FALSE
1834 | Hydro | FI | IMATRA | 115 |  |  | 1928 |  |  | FALSE
1835 | GasSteam | FI | IMATRA MILLS | 60.96 |  |  | 1977 |  | 39.17% | TRUE
1836 | CCGT | UK | IMMINGHAM CONOCO | 1169.28 |  |  | 2004 |  | 56% | FALSE
1837 | OilSteam | UK | IMMINGHAM WORKS | 16.5792 |  |  | 1962 |  | 34.39% | TRUE
1838 | CCGT | IT | IMOLA COGEN | 76.8 |  |  | 2009 |  | 59.33% | TRUE
1839 | OCGT | IT | IMOLA MONTERICCO | 15.876 |  |  | 1986 |  | 34.06% | TRUE
1840 | OCOT | UK | INDIAN QUEENS | 137.2 |  |  | 1996 |  | 36.66% | FALSE
1841 | Hydro | NO | INDREHUS | 48.5 |  |  | 1964 |  |  | FALSE
1842 | CCGT | BE | INESCO | 124.8 |  |  | 2008 |  | 58.67% | TRUE
1843 | OCGT | DE | INFRASERV HOECHST | 42.14 |  |  | 2002 |  | 38.22% | TRUE
1844 | OilSteam | DE | INGOLSTADT | 768 |  |  | 1973 |  | 37.89% | FALSE
1845 | Waste | DE | INGOLSTADT MVA | 25.1 |  |  | 1983 |  |  | TRUE
1846 | Hydro | DE | INGOLSTADT RMD | 19.8 |  |  | 1968 |  |  | FALSE
1847 | Hydro | IE | INISCARRA DAM | 19 |  |  | 1957 |  |  | FALSE
1848 | Coal | FI | INKOO | 465 |  |  | 1976 |  | 37.85% | FALSE
1849 | PSP | AT | INNERFRAGANT OSCHEN | 108 | 108 | 864 | 1969 |  |  | FALSE
1850 | Hydro | AT | INNERFRAGANT WURTEN | 66 |  |  | 1969 |  |  | FALSE
1851 | Hydro | CH | INNERGSTEIG | 13.07 |  |  | 1966 |  |  | FALSE
1852 | Hydro | CH | INNERTKIRCHEN I | 205 |  |  | 1940 |  |  | FALSE
1853 | Hydro | CH | INNERTKIRCHEN II | 52.5 |  |  | 1968 |  |  | FALSE
1854 | Hydro | NO | INNSET | 80 |  |  | 1959 |  |  | FALSE
1855 | Coal | PL | INOWROCLAW WORKS | 33.387 |  |  | 1955 |  | 31.16% | TRUE
1856 | Hydro | UK | INVERAWE | 25 |  |  | 1962 |  |  | FALSE
1857 | Hydro | UK | INVERGARRY | 20 |  |  | 1955 |  |  | FALSE
1858 | CCGT | UK | INVERURIE MILL | 21.984 |  |  | 1992 |  | 48% | FALSE
1859 | Hydro | RO | IONESTI | 38 |  |  | 1978 |  |  | FALSE
1860 | Hydro | ES | IP | 84 |  |  | 1969 |  |  | FALSE
1861 | CCGT | DE | IP OBERBRUCH | 21.6 |  |  | 2005 |  | 56.67% | TRUE
1862 | Hydro | RO | IPOTESTI | 57 |  |  | 1986 |  |  | FALSE
1863 | OilSteam | UK | IPSWICH FACTORY | 18.24 |  |  | 1989 |  | 42.99% | FALSE
1864 | Coal | UK | IRONBRIDGE | 930 |  |  | 1970 |  | 35.94% | FALSE
1865 | GasSteam | DE | IRSCHING | 422.4 |  |  | 1974 |  | 38.21% | FALSE
1866 | CCGT | DE | IRSCHING-5 | 768 |  |  | 2010 |  | 60% | FALSE
1867 | GasSteam | EE | IRU | 182.4 |  |  | 1980 |  | 40.12% | TRUE
1868 | CCGT | IT | ISAB ENERGY | 531.264 |  |  | 2000 |  | 53.33% | FALSE
1869 | Lignite | RO | ISALNITA | 579.6 |  |  | 1967 |  | 34.1% | TRUE
1870 | Nuclear | DE | ISAR | 1413.6 |  |  | 1988 | 2022 | 33% | FALSE
1871 | Hydro | CH | ISENTHAL | 11 |  |  | 1956 |  |  | FALSE
1872 | OCGT | FR | ISERGIE | 29.4 |  |  | 2000 |  | 37.7% | TRUE
1873 | Waste | DE | ISERLOHN | 19.626 |  |  | 1980 |  |  | FALSE
1875 | Hydro | FI | ISOHAARA | 106 |  |  | 1946 |  |  | FALSE
1876 | Hydro | IT | ISOLA DI PALANZANO | 10.04 |  |  | 1908 |  |  | FALSE
1877 | OCOT | IT | ISOLA LIRI SONDEL | 36.554 |  |  | 1994 |  | 36.14% | FALSE
1878 | Hydro | IT | ISOLA MADESIMO | 16.5 |  |  | 1964 |  |  | FALSE
1879 | Hydro | IT | ISOLA SERAFINI | 53 |  |  | 1926 |  |  | FALSE
1880 | Hydro | IT | ISOLA SPLUGA | 42.8 |  |  | 1953 |  |  | FALSE
1881 | Hydro | IT | ISOLLAZ | 32 |  |  | 1928 |  |  | FALSE
1882 | Waste | FR | ISSEANE | 52 |  |  | 2007 |  |  | TRUE
1883 | Hydro | ES | ITOIZ | 14.272 |  |  | 2009 |  |  | FALSE
1884 | Waste | DE | ITZ RHEINFELDEN | 12 |  |  | 2009 |  |  | TRUE
1885 | OCOT | DE | ITZEHOE PEAK | 85.26 |  |  | 1971 |  | 30.16% | FALSE
1886 | Hydro | BG | IVAYLOVGRAD | 103.5 |  |  | 1963 |  |  | FALSE
1887 | Hydro | NO | IVELAND | 44.1 |  |  | 1949 |  |  | FALSE
1888 | Hydro | BE | IVOZ-RAMET | 10.2 |  |  | 1954 |  |  | FALSE
1889 | OilSteam | IT | IVREA CHATILLON | 13.056 |  |  | 1971 |  | 37.26% | TRUE
1890 | Waste | FR | IVRY PARIS XIII | 63 |  |  | 1969 |  |  | TRUE
1891 | Hydro | RO | IZBICENI | 53 |  |  | 1995 |  |  | FALSE
1892 | OCOT | BE | IZEGEM COGEN | 21.56 |  |  | 1996 |  | 36.66% | FALSE
1893 | Hydro | ES | IZNAJAR | 76.8 |  |  | 1968 |  |  | FALSE
1894 | Hydro | ES | JABARRELLA | 15 |  |  | 1961 |  |  | FALSE
1895 | Hydro | BA | JABLANICA | 181.102 |  |  | 1954 |  |  | FALSE
1896 | Hydro | ES | JACA | 15.2 |  |  | 1967 |  |  | FALSE
1897 | Biomass | ES | JAEN LA LOMA | 16 |  |  | 2001 |  |  | FALSE
1898 | Biomass | FI | JAMSANKOSKI MILL | 46 |  |  | 2002 |  |  | TRUE
1899 | Hydro | ES | JANDULA | 15 |  |  | 1930 |  |  | FALSE
1900 | Coal | PL | JANIKOSODA | 45.291 |  |  | 1953 |  | 30.52% | TRUE
1901 | Lignite | DE | JANSCHWALDE | 2760 |  |  | 1981 |  | 38.3% | TRUE
1902 | Hydro | SE | JARKVISSLE | 100.8 |  |  | 1959 |  |  | FALSE
1903 | Hydro | SE | JARNVAGSFORSEN | 105 |  |  | 1975 |  |  | FALSE
1904 | Hydro | SE | JARPSTROMMEN | 118 |  |  | 1944 |  |  | FALSE
1905 | Hydro | ES | JAVIERRELATRE | 10.6 |  |  | 1966 |  |  | FALSE
1906 | Coal | PL | JAWORZNO-II | 186 |  |  | 1998 |  | 44.86% | TRUE
1907 | Coal | PL | JAWORZNO-III | 1250.85 |  |  | 1977 |  | 38.17% | TRUE
1908 | Coal | PL | JELENIA GORA | 20.46 |  |  | 1952 |  | 30.2% | FALSE
1909 | GasSteam | LV | JELGAVA SUGAR | 12.096 |  |  | 1993 |  | 44.27% | TRUE
1910 | OCGT | DK | JELLING | 10.976 |  |  | 1994 |  | 36.14% | TRUE
1911 | OCGT | BE | JEMEPPE SOLVAY-1 | 78.302 |  |  | 1969 |  | 29.64% | TRUE
1912 | CCGT | BE | JEMEPPE SOLVAY-2 | 86.4 |  |  | 2000 |  | 53.33% | FALSE
1913 | CCGT | DE | JENA SUD CC | 187.104 |  |  | 1995 |  | 50% | FALSE
1914 | CCGT | HR | JERTOVEC REPOWER | 80.64 |  |  | 1956 |  | 24% | FALSE
1915 | CCGT | IT | JESI | 120 |  |  | 2001 |  | 54% | TRUE
1918 | Hydro | DE | JOCHENSTEIN | 145 |  |  | 1955 |  |  | FALSE
1919 | Biomass | FI | JOENSUU REPOWER | 68 |  |  | 2000 |  |  | TRUE
1920 | Biomass | SE | JOHANNES | 25 |  |  | 2005 |  |  | TRUE
1921 | CCGT | LT | JONAVOS PLANT | 54.5712 |  |  | 2010 |  | 60% | TRUE
1922 | OCGT | LT | JONAVOS PLANT | 21.56 |  |  | 2003 |  | 38.48% | TRUE
1923 | OCGT | FR | JONCS REFINERY | 14.7 |  |  | 1971 |  | 30.16% | FALSE
1924 | Hydro | NO | JORUNDLAND | 55 |  |  | 1970 |  |  | FALSE
1925 | Hydro | PT | JOSE ORIOL | 933.76 |  |  | 1969 |  |  | FALSE
1926 | Waste | CH | JOSEPHSTRASSE | 16 |  |  | 1978 |  |  | TRUE
1927 | Hydro | SE | JOSSEFORS | 26 |  |  | 1949 |  |  | FALSE
1928 | Hydro | NO | JOSTEDAL | 290 |  |  | 1989 |  |  | FALSE
1929 | Hydro | FR | JOUQUES | 62.4 |  |  | 1958 |  |  | FALSE
1930 | Biomass | FI | JOUTSENO PULP | 85 |  |  | 1998 |  |  | TRUE
1931 | Hydro | ES | JUEU | 21.35 |  |  | 1958 |  |  | FALSE
1932 | OCGT | LV | JUGLAS JAUDA | 11.76 |  |  | 2007 |  | 39.52% | TRUE
1933 | Hydro | NO | JUKLA | 35 |  |  | 1973 |  |  | FALSE
1934 | PSP | SE | JUKTAN | 335 | 335 | 2680 | 1976 |  |  | FALSE
1935 | Hydro | SE | JUKTAN VANLIGT | 26 |  |  | 1979 |  |  | FALSE
1936 | Hydro | FI | JUMISKO | 30 |  |  | 1954 |  |  | FALSE
1937 | Biomass | DK | JUNCKERS | 25.9 |  |  | 1987 |  |  | TRUE
1938 | OCGT | ES | JUNEDA | 16.0054 |  |  | 2001 |  | 37.96% | TRUE
1939 | Hydro | SE | JUVELN | 15 |  |  | 1980 |  |  | FALSE
1940 | Hydro | FI | JYLHAMA | 46.5 |  |  | 1951 |  |  | FALSE
1941 | CCGT | NO | KAARSTO | 403.2 |  |  | 2007 |  | 58% | FALSE
1942 | OCOT | NO | KAARSTO PLANT | 67.326 |  |  | 1984 |  | 33.54% | TRUE
1943 | Hydro | DE | KACHLET | 50.4 |  |  | 1963 |  |  | FALSE
1944 | GasSteam | DE | KAFERTAL | 11.04 |  |  | 1977 |  | 39.17% | TRUE
1945 | Hydro | NO | KAGGEFOSS | 80.3 |  |  | 1951 |  |  | FALSE
1946 | Biomass | FI | KAIPOLA MILL | 26.1 |  |  | 1991 |  |  | TRUE
1947 | Lignite | BA | KAKANJ | 320.16 |  |  | 1956 |  | 30.8% | FALSE
1948 | Hydro | NO | KALDAGA | 15 |  |  | 1958 |  |  | FALSE
1949 | Hydro | NO | KALDESTAD | 24 |  |  | 1964 |  |  | FALSE
1950 | Hydro | MK | KALIMANCI | 12 |  |  | 1971 |  |  | FALSE
1952 | Hydro | FI | KALLIONEN | 12.1 |  |  | 1958 |  |  | FALSE
1953 | OilSteam | BE | KALLO | 537.6 |  |  | 1971 |  | 37.26% | FALSE
1954 | Hydro | FI | KALTIMO | 24.4 |  |  | 1961 |  |  | FALSE
1955 | Hydro | NO | KALVEDALEN | 20 |  |  | 1967 |  |  | FALSE
1956 | Hydro | CZ | KAMYK | 40 |  |  | 1960 |  |  | FALSE
1957 | Hydro | CH | KANDERGRUND | 18.4 |  |  | 1991 |  |  | FALSE
1958 | OCGT | NL | KAPPA RECYCLE | 14.308 |  |  | 1983 |  | 33.28% | TRUE
1959 | Hydro | AT | KAPRUN-HAUPSTUFE (LIMBERG) | 220 |  |  | 1944 |  |  | FALSE
1960 | Hydro | AT | KAPRUN-OBERSTUFE | 112.8 |  |  | 1954 |  |  | FALSE
1961 | Lignite | GR | KARDIA | 1104 |  |  | 1975 |  | 36.5% | FALSE
1962 | Hydro | BG | KARDJALI | 106 |  |  | 1960 |  |  | FALSE
1963 | Biomass | SE | KARLSBORG MILL | 46 |  |  | 2006 |  |  | TRUE
1964 | OilSteam | SE | KARLSHAMN | 979.2 |  |  | 1969 |  | 36.62% | FALSE
1965 | CCGT | SE | KARLSKOGA | 33.792 |  |  | 1991 |  | 47.33% | FALSE
1966 | Coal | DE | KARLSRUHE WEST | 39.06 |  |  | 1984 |  | 40.4% | TRUE
1967 | Biomass | SE | KARLSTAD | 20 |  |  | 1992 |  |  | FALSE
1968 | Hydro | SE | KARSEFORS | 31.4 |  |  | 1930 |  |  | FALSE
1969 | OilSteam | SE | KARSKAR | 120 |  |  | 1968 |  | 36.3% | FALSE
1970 | Biomass | FI | KASKINEN MILL (BOTNIA) | 54.1 |  |  | 1977 |  |  | TRUE
1971 | Lignite | DE | KASSEL FWK | 33.12 |  |  | 1988 |  | 40.4% | TRUE
1972 | CCGT | DE | KASSEL KOMBI | 58.56 |  |  | 1987 |  | 44.67% | FALSE
1973 | Hydro | GR | KASTRAKI | 320 |  |  | 1969 |  |  | FALSE
1974 | Hydro | FI | KATERMA REBUILD | 15 |  |  | 2001 |  |  | FALSE
1975 | Coal | PL | KATOWICE CHP | 125.55 |  |  | 1999 |  | 45.18% | TRUE
1976 | Hydro | SE | KATTSTRUPEFORSEN | 56 |  |  | 1942 |  |  | FALSE
1977 | Hydro | DE | KAUFERING WKW | 17.82 |  |  | 1976 |  |  | FALSE
1978 | Biomass | FI | KAUKAS MILL | 25 |  |  | 1996 |  |  | TRUE
1979 | OCGT | FI | KAUKAS MILL | 24.5 |  |  | 1975 |  | 31.2% | TRUE
1980 | Hydro | LT | KAUNAS | 100.8 |  |  | 1960 |  |  | FALSE
1981 | GasSteam | LT | KAUNAS THERMAL | 163.2 |  |  | 1975 |  | 38.53% | TRUE
1982 | Hydro | AT | KAUNERTAL (PRUTZ) | 385.6 |  |  | 1964 |  |  | FALSE
1983 | Biomass | FI | KAUVO | 125 |  |  | 2010 |  |  | TRUE
1984 | GasSteam | GR | KAVALA PLANT | 24 |  |  | 1965 |  | 35.34% | TRUE
1985 | Biomass | FI | KAVO KAJAANI | 88 |  |  | 1989 |  |  | TRUE
1986 | OilSteam | BG | KAZANLAK HEATING | 11.52 |  |  | 1960 |  | 33.75% | TRUE
1987 | CCGT | UK | KEADBY POWER | 688.32 |  |  | 1996 |  | 50.67% | FALSE
1988 | OCGT | UK | KEADBY POWER | 24.5 |  |  | 2001 |  | 37.96% | FALSE
1989 | GasSteam | LT | KEDAINIAI WORKS | 24 |  |  | 1999 |  | 46.18% | TRUE
1990 | Coal | PL | KEDZIERZYN | 78.492 |  |  | 1956 |  | 31.48% | TRUE
1992 | Hydro | LV | KEGUMS | 260 |  |  | 1939 |  |  | FALSE
1993 | Biomass | FI | KEKKILA HAUKINEVA | 12 |  |  | 1979 |  |  | TRUE
1994 | CCGT | HU | KELENFOLD | 178.56 |  |  | 1995 |  | 50% | FALSE
1995 | OCOT | HU | KELENFOLD | 31.36 |  |  | 1972 |  | 30.42% | FALSE
1996 | Biomass | FI | KELJONLAHTI | 210 |  |  | 2010 |  |  | TRUE
1997 | Hydro | AT | KELLERBERG | 24.6 |  |  | 1985 |  |  | FALSE
1998 | OCOT | FI | KELLOSAARI | 107.8 |  |  | 1972 |  | 30.42% | FALSE
1999 | GasSteam | AT | KEMATEN | 11.664 |  |  | 1986 |  | 42.04% | FALSE
2000 | Hydro | FR | KEMBS | 154.15 |  |  | 1932 |  |  | FALSE
2001 | Biomass | FI | KEMI PULP | 159 |  |  | 1995 |  |  | TRUE
2002 | Hydro | UK | KENDOON | 24 |  |  | 1936 |  |  | FALSE
2003 | CCGT | UK | KENT GROVEHURST | 77.856 |  |  | 1995 |  | 50% | FALSE
2004 | Biomass | FI | KERAVA BIOMASS | 21 |  |  | 2009 |  |  | TRUE
2006 | Coal | DE | KIEL | 329.22 |  |  | 1970 |  | 35.94% | TRUE
2007 | Coal | PL | KIELCE | 9.765 |  |  | 2008 |  | 48.05% | TRUE
2008 | Coal | DE | KIEL-WIK | 59.52 |  |  | 1970 |  | 35.94% | FALSE
2009 | Hydro | FI | KIERIKKI | 32 |  |  | 1965 |  |  | FALSE
2010 | GasSteam | RS | KIKINDA METHANOL | 15.36 |  |  | 1983 |  | 41.08% | FALSE
2011 | Hydro | SE | KILFORSEN | 267.6 |  |  | 1951 |  |  | FALSE
2012 | CCGT | UK | KILLINGHOLME-A | 643.872 |  |  | 1993 |  | 48.67% | FALSE
2013 | CCGT | UK | KILLINGHOLME-B | 875.52 |  |  | 1992 |  | 48% | FALSE
2014 | Hydro | UK | KILMORACK | 20 |  |  | 1962 |  |  | FALSE
2015 | OCOT | FI | KILPILAHTI FINGRID | 26.46 |  |  | 1974 |  | 30.94% | FALSE
2016 | Coal | UK | KILROOT | 483.6 |  |  | 1981 |  | 39.44% | FALSE
2017 | OCOT | UK | KILROOT | 135.24 |  |  | 1979 |  | 32.24% | FALSE
2018 | OCOT | SE | KIMSTAD | 130.34 |  |  | 1971 |  | 30.16% | FALSE
2019 | Coal | UK | KINGSNORTH | 1860 |  |  | 1970 |  | 35.94% | FALSE
2020 | OCOT | UK | KINGSNORTH | 35.28 |  |  | 1967 |  | 29.12% | FALSE
2021 | Hydro | UK | KINLOCHLEVEN REBUILD | 30 |  |  | 1997 |  |  | FALSE
2022 | Hydro | AT | KIRCHBICHL | 15.75 |  |  | 1941 |  |  | FALSE
2023 | OCGT | DE | KIRCHLENGERN | 107.4913 |  |  | 1982 |  | 33.02% | FALSE
2024 | CCGT | DE | KIRCHMOSER | 158.4 |  |  | 1994 |  | 49.33% | FALSE
2025 | CCGT | FI | KIRKNIEMI MILL | 106.176 |  |  | 1997 |  | 51.33% | FALSE
2026 | Coal | FI | KIRKNIEMI MILL | 23.25 |  |  | 1965 |  | 34.34% | TRUE
2027 | Hydro | HU | KISKORE | 28 |  |  | 1975 |  |  | FALSE
2028 | CCGT | HU | KISPEST | 105.6 |  |  | 2004 |  | 56% | FALSE
2029 | Hydro | NO | KJELA | 60 |  |  | 1979 |  |  | FALSE
2030 | Hydro | NO | KJOSNESFJORDEN | 84 |  |  | 2010 |  |  | FALSE
2031 | Coal | CZ | KLADNO | 31.899 |  |  | 1976 |  | 37.85% | TRUE
2032 | Lignite | CZ | KLADNO | 248.952 |  |  | 2000 |  | 44% | FALSE
2033 | OCGT | CZ | KLADNO | 64.68 |  |  | 2000 |  | 37.7% | TRUE
2034 | OCGT | CZ | KLADNO | 44.1 |  |  | 2006 |  | 39.26% | FALSE
2035 | Coal | AT | KLAGENFURT | 39.246 |  |  | 1966 |  | 34.66% | FALSE
2036 | Biomass | DE | KLARSEE | 20 |  |  | 2007 |  |  | TRUE
2037 | Hydro | AT | KLAUS | 18.216 |  |  | 1975 |  |  | FALSE
2038 | CCGT | NL | KLAZIENAVEEN GASEDON | 56.832 |  |  | 1995 |  | 50% | FALSE
2039 | Hydro | AT | KLEINMUNCHEN | 14.9 |  |  | 1978 |  |  | FALSE
2040 | Lignite | DE | KLINGENBERG | 165.6 |  |  | 1981 |  | 38.3% | TRUE
2041 | Hydro | CH | KLINGNAU | 37.5 |  |  | 1935 |  |  | FALSE
2042 | OCGT | DE | KLINIKUM HEDEILBERG | 14.1914 |  |  | 2002 |  | 38.22% | TRUE
2043 | Hydro | SE | KLIPPEN | 25.3 |  |  | 1994 |  |  | FALSE
2044 | Hydro | NO | KLOSTERFOSS | 10.5 |  |  | 1969 |  |  | FALSE
2045 | Hydro | CH | KLOSTERS REBUILD | 17 |  |  | 1982 |  |  | FALSE
2046 | OCGT | NL | KLUMDERT PLANT | 36.26 |  |  | 1986 |  | 34.06% | TRUE
2047 | CCGT | DE | KNAPSACK CHEMIEPARK | 768 |  |  | 2007 |  | 58% | FALSE
2048 | Waste | DE | KNAPSACK EBS | 33.4 |  |  | 2009 |  |  | TRUE
2049 | OCGT | UK | KNAPTON | 41.16 |  |  | 1994 |  | 36.14% | FALSE
2050 | Coal | DE | KNEPPER | 344.1 |  |  | 1971 |  | 36.26% | TRUE
2051 | GasSteam | BE | KNIPPEGROEN | 292.8 |  |  | 2010 |  | 49.69% | TRUE
2052 | OCGT | HU | KOBANYA | 16.17 |  |  | 2004 |  | 38.74% | TRUE
2053 | OilSteam | HU | KOBANYA | 21.024 |  |  | 1960 |  | 33.75% | TRUE
2054 | Hydro | NO | KOBBELV | 300 |  |  | 1987 |  |  | FALSE
2055 | Hydro | NO | KOBBVATN | 30.9 |  |  | 1975 |  |  | FALSE
2056 | Hydro | DE | KOBLENZ MOSEL REBUILD | 17.36 |  |  | 1998 |  |  | FALSE
2057 | PSP | DE | KOEPCHENWERK | 150 | 150 | 1200 | 1989 |  |  | FALSE
2058 | OilSteam | EE | KOHTLA-JARVE | 37.44 |  |  | 1953 |  | 31.52% | TRUE
2059 | Hydro | RS | KOKIN BROD | 22.541 |  |  | 1960 |  |  | FALSE
2060 | Biomass | FI | KOKKOLA | 22 |  |  | 2001 |  |  | TRUE
2061 | Biomass | FI | KOKKOLA WORKS | 55 |  |  | 1994 |  |  | TRUE
2062 | Hydro | FI | KOKKOSNIVA | 25 |  |  | 1990 |  |  | FALSE
2063 | Coal | PL | KOKSOWNICZE | 69.75 |  |  | 1975 |  | 37.53% | TRUE
2064 | GasSteam | SI | KOLICEVO FACTORY | 12 |  |  | 1980 |  | 40.12% | TRUE
2065 | GasSteam | CZ | KOLIN WORKS | 11.52 |  |  | 1998 |  | 45.86% | TRUE
2066 | GasSteam | DE | KOLN ERDOL | 52.416 |  |  | 1969 |  | 36.62% | FALSE
2067 | OCGT | DE | KOLN-GODORF REFINERY | 25.774 |  |  | 1988 |  | 34.58% | TRUE
2068 | OilSteam | DE | KOLN-GODORF REFINERY | 74.6304 |  |  | 1966 |  | 35.66% | TRUE
2069 | Hydro | FI | KOLSI (KOKEMAKI) | 40.2 |  |  | 1948 |  |  | FALSE
2070 | Hydro | NO | KOLSVIK | 128 |  |  | 1979 |  |  | FALSE
2071 | Lignite | RS | KOLUBARA-A | 248.4 |  |  | 1956 |  | 30.8% | FALSE
2072 | Hydro | AL | KOMANI | 600 |  |  | 1986 |  |  | FALSE
2073 | Lignite | CZ | KOMORANY | 219.88 |  |  | 1958 |  | 31.4% | TRUE
2074 | CCGT | GR | KOMOTINI | 480 |  |  | 2001 |  | 54% | FALSE
2075 | Hydro | NO | KONGSVINGER | 31 |  |  | 1975 |  |  | FALSE
2076 | Biomass | DE | KONIGS WUSTERHAUSEN MVV | 20 |  |  | 2003 |  |  | TRUE
2077 | OCGT | DE | KONIGSBRUNN | 10.4664 |  |  | 2000 |  | 37.7% | TRUE
2078 | Lignite | PL | KONIN | 85.56 |  |  | 1964 |  | 33.2% | TRUE
2079 | Lignite | PL | KONIN | 142.6 |  |  | 1958 |  | 31.4% | FALSE
2080 | Coal | PL | KONSKIE | 9.672 |  |  | 1969 |  | 35.62% | TRUE
2081 | Hydro | AT | KOPS | 253.8 |  |  | 1969 |  |  | FALSE
2082 | PSP | AT | KOPS-II | 450 | 450 | 3600 | 2009 |  |  | FALSE
2083 | Hydro | AT | KORALPE | 50 |  |  | 1991 |  |  | FALSE
2084 | CCGT | AT | KORNEUBURG | 143.712 |  |  | 1980 |  | 40% | FALSE
2085 | Hydro | PL | KORONOWO | 26 |  |  | 1961 |  |  | FALSE
2087 | Biomass | DE | KOSCHING | 15.065 |  |  | 2007 |  |  | TRUE
2088 | Coal | SK | KOSICE | 112.53 |  |  | 1967 |  | 34.98% | TRUE
2089 | Waste | SK | KOSICE KOSIT | 17.44 |  |  | 2010 |  |  | TRUE
2090 | CCGT | SK | KOSICE WORKS | 81.6 |  |  | 2000 |  | 53.33% | FALSE
2091 | Lignite | RS | KOSOVO | 1244.76 |  |  | 1962 |  | 32.6% | FALSE
2092 | OCGT | BG | KOSTENETS HHI | 10.976 |  |  | 2007 |  | 39.52% | TRUE
2093 | Lignite | RS | KOSTOLAC | 92 |  |  | 1967 |  | 34.1% | TRUE
2094 | Lignite | RS | KOSTOLAC | 837.2 |  |  | 1980 |  | 38% | FALSE
2095 | Hydro | SK | KOSTOLNA | 25.5 |  |  | 1953 |  |  | FALSE
2096 | Coal | PL | KOSTRZYN PAPER MILL | 14.508 |  |  | 1955 |  | 31.16% | TRUE
2097 | OCGT | FI | KOTKA MILL | 40.964 |  |  | 1993 |  | 35.88% | TRUE
2098 | OilSteam | FI | KOTKA MILL | 32.0688 |  |  | 1993 |  | 44.27% | TRUE
2099 | Biomass | FI | KOTKAN | 17 |  |  | 1996 |  |  | TRUE
2100 | OCGT | FI | KOTKAN | 24.99 |  |  | 1997 |  | 36.92% | TRUE
2101 | OCGT | FI | KOUVOLA | 49.8918 |  |  | 1987 |  | 34.32% | FALSE
2102 | GasSteam | FI | KOVERHAR | 11.328 |  |  | 1976 |  | 38.85% | FALSE
2103 | Coal | PL | KOZIENICE | 2641.2 |  |  | 1972 |  | 36.58% | FALSE
2104 | Hydro | MK | KOZJAK ELEM | 82 |  |  | 2004 |  |  | FALSE
2105 | Nuclear | BG | KOZLODUY | 1900 |  |  | 1988 |  | 33% | FALSE
2106 | Coal | RS | KRAGUJEVAC AUTO FACTORY | 27.9 |  |  | 1966 |  | 34.66% | FALSE
2107 | Hydro | SE | KRAKERUD | 20.8 |  |  | 1991 |  |  | FALSE
2108 | Coal | PL | KRAKOW LEG | 427.8 |  |  | 1977 |  | 38.17% | TRUE
2109 | Hydro | HR | KRALJEVAC | 46.4 |  |  | 1932 |  |  | FALSE
2110 | Hydro | SK | KRALOVA | 44.8 |  |  | 1985 |  |  | FALSE
2111 | OCGT | CZ | KRALUPY PLANT | 16.66 |  |  | 1997 |  | 36.92% | TRUE
2112 | Hydro | SE | KRANGEDE | 268 |  |  | 1933 |  |  | FALSE
2113 | Hydro | SE | KRANGFORS | 62 |  |  | 1973 |  |  | FALSE
2114 | OilSteam | PL | KRASNYSTAW | 11.52 |  |  | 1976 |  | 38.85% | TRUE
2115 | GasSteam | DE | KREFELD CERESTAR | 25.7088 |  |  | 2004 |  | 47.77% | TRUE
2116 | OCOT | DE | KREFELD CERESTAR | 13.72 |  |  | 1995 |  | 36.4% | TRUE
2117 | Waste | DE | KREFELD WTE | 14.8 |  |  | 1983 |  |  | TRUE
2118 | Hydro | GR | KREMASTA | 437.2 |  |  | 1966 |  |  | FALSE
2119 | OCGT | AT | KREMS DYNEA | 41.505 |  |  | 1995 |  | 36.4% | TRUE
2120 | Hydro | SK | KREPLANY | 24.75 |  |  | 1957 |  |  | FALSE
2121 | Hydro | AT | KREUZBERGMAUT | 17.7 |  |  | 1995 |  |  | FALSE
2122 | Hydro | BG | KRICHIM | 80 |  |  | 1967 |  |  | FALSE
2123 | OCGT | DE | KRIEBSTEIN PAPERMILL | 10.192 |  |  | 1992 |  | 35.62% | TRUE
2124 | Hydro | AT | KRIPPAU | 29.54 |  |  | 1965 |  |  | FALSE
2125 | Biomass | SE | KRISTIANSTAD | 15 |  |  | 1994 |  |  | TRUE
2126 | Coal | FI | KRISTIINA | 246.45 |  |  | 1989 |  | 41.99% | FALSE
2127 | OilSteam | FI | KRISTIINA | 201.6 |  |  | 1974 |  | 38.21% | FALSE
2128 | OCOT | FI | KRISTIINA FINGRID | 56.84 |  |  | 1971 |  | 30.16% | FALSE
2129 | Hydro | SE | KROKSTROMMEN | 109 |  |  | 1964 |  |  | FALSE
2130 | Nuclear | SI | KRSKO | 690.65 |  |  | 1981 |  | 33% | FALSE
2131 | Lignite | SI | KRSKO MILL | 14.72 |  |  | 1975 |  | 36.5% | TRUE
2132 | OilSteam | SI | KRSKO MILL | 21.12 |  |  | 1954 |  | 31.84% | TRUE
2133 | Hydro | AT | KRUMAU | 16.2 |  |  | 1953 |  |  | FALSE
2134 | PSP | LT | KRUONIS | 800 | 800 | 6400 | 1992 |  |  | FALSE
2135 | Hydro | CH | KUBEL | 15.01 |  |  | 1976 |  |  | FALSE
2136 | Hydro | CH | KUBLIS | 43.8 |  |  | 1922 |  |  | FALSE
2137 | PSP | AT | KUHTAI | 292 | 292 | 2336 | 1981 |  |  | FALSE
2138 | Biomass | DE | KUNZ-BARUTH | 18.56 |  |  | 2002 |  |  | TRUE
2139 | Coal | FI | KUOPIO | 55.2 |  |  | 1972 |  | 35.6% | TRUE
2140 | Hydro | FI | KURITTUKOSKI | 15 |  |  | 1987 |  |  | FALSE
2141 | Hydro | FI | KURKIASKA | 27 |  |  | 1992 |  |  | FALSE
2142 | OilSteam | HR | KUTINA PETROCHEMICAL | 33.6 |  |  | 1981 |  | 40.44% | FALSE
2143 | Biomass | FI | KUUSANKOSKI PVO | 76 |  |  | 2002 |  |  | TRUE
2144 | Hydro | FI | KUUSANKOSKI UPM | 33 |  |  | 1946 |  |  | FALSE
2145 | Biomass | SE | KV LINKOPING | 72 |  |  | 1964 |  |  | TRUE
2146 | Coal | SE | KV LINKOPING | 28.83 |  |  | 1964 |  | 34.02% | TRUE
2147 | Waste | CH | KVA BASEL | 17.2 |  |  | 1999 |  |  | TRUE
2148 | Waste | CH | KVA BUCHS | 11 |  |  | 1995 |  |  | TRUE
2149 | Waste | CH | KVA NIEDERUMEN | 12.4 |  |  | 1984 |  |  | TRUE
2150 | Waste | CH | KVA WAMBACHLI | 12.4 |  |  | 1964 |  |  | TRUE
2151 | Hydro | NO | KVAENANGBOTN | 44.2 |  |  | 1965 |  |  | FALSE
2152 | Hydro | NO | KVANNDAL | 45 |  |  | 1967 |  |  | FALSE
2153 | Hydro | SE | KVARNSVEDEN-2 | 52.5 |  |  | 1975 |  |  | FALSE
2154 | Hydro | NO | KVILLDAL | 1240 |  |  | 1981 |  |  | FALSE
2155 | Hydro | NO | KVINEN | 80 |  |  | 1981 |  |  | FALSE
2156 | Hydro | SE | KVISTFORSEN | 140 |  |  | 1963 |  |  | FALSE
2157 | Hydro | NO | KVITTINGEN | 42 |  |  | 1985 |  |  | FALSE
2158 | Coal | PL | KWIDZYN MILL | 69.75 |  |  | 1979 |  | 38.81% | TRUE
2159 | Coal | PL | KWK ANNA | 17.298 |  |  | 1917 |  | 19.04% | FALSE
2160 | CCGT | CZ | KYJOV CHP | 22.752 |  |  | 1999 |  | 52.67% | FALSE
2161 | Hydro | NO | KYKKELSRUD | 22.5 |  |  | 1937 |  |  | FALSE
2162 | CCGT | FI | KYMENSO (ANJALANKOSKI) | 97.92 |  |  | 2000 |  | 53.33% | FALSE
2163 | Coal | FI | KYMENSO (ANJALANKOSKI) | 46.965 |  |  | 1971 |  | 36.26% | TRUE
2164 | Hydro | FI | KYMENSO (ANJALANKOSKI) | 20.4 |  |  | 1985 |  |  | FALSE
2165 | OilSteam | FI | KYMI MILL | 40.8 |  |  | 1964 |  | 35.02% | TRUE
2166 | Coal | FI | KYMIJARVI | 128.34 |  |  | 1975 |  | 37.53% | TRUE
2167 | OCGT | FI | KYMIJARVI | 48.51 |  |  | 1986 |  | 34.06% | FALSE
2168 | OCOT | FI | KYMIJARVI | 11.27 |  |  | 1971 |  | 30.16% | TRUE
2169 | PSP | SE | KYMMEN | 55 | 55 | 440 | 1987 |  |  | FALSE
2170 | OCOT | DK | KYNDBY | 141.12 |  |  | 1972 |  | 30.42% | FALSE
2171 | OilSteam | DK | KYNDBY | 528 |  |  | 1974 |  | 38.21% | FALSE
2172 | Hydro | FI | KYRO HYDRO | 12 |  |  | 1997 |  |  | FALSE
2173 | OCGT | FI | KYROSKOSKI MILL | 37.5732 |  |  | 1995 |  | 36.4% | TRUE
2174 | PSP | IT | L EINAUDI (CHIOTAS) | 1000 | 1000 | 8000 | 1982 |  |  | FALSE
2175 | PSP | IT | L EINAUDI (ROVINA) | 125 | 125 | 1000 | 1980 |  |  | FALSE
2176 | GasSteam | ES | LA BANEZA SUGAR FACTORY | 12.288 |  |  | 1992 |  | 43.95% | TRUE
2177 | Hydro | ES | LA BARCA | 55.28 |  |  | 1967 |  |  | FALSE
2178 | Hydro | FR | LA BATHIE | 546 |  |  | 1959 |  |  | FALSE
2179 | Hydro | CH | LA BATIAZ | 180 |  |  | 1975 |  |  | FALSE
2180 | Hydro | ES | LA BRENA-II | 17.4 |  |  | 2010 |  |  | FALSE
2181 | Hydro | FR | LA BRILLANNE | 24 |  |  | 1952 |  |  | FALSE
2182 | CCGT | IT | LA CASELLA | 1209.6 |  |  | 2001 |  | 54% | FALSE
2183 | OCGT | IT | LA CASELLA | 246.96 |  |  | 2001 |  | 37.96% | TRUE
2184 | Hydro | FR | LA CASSAGNE | 11.2 |  |  | 1910 |  |  | FALSE
2185 | Coal | FR | LA CHAPELLE | 27.435 |  |  | 1935 |  | 24.78% | FALSE
2186 | PSP | FR | LA COCHE | 310 | 310 | 2480 | 1975 |  |  | FALSE
2187 | CCGT | ES | LA CORUNA REFINERY | 38.112 |  |  | 1991 |  | 47.33% | FALSE
2188 | OCOT | ES | LA CORUNA REFINERY | 40.18 |  |  | 2000 |  | 37.7% | TRUE
2189 | OCGT | ES | LA CORUNA WTE | 21.2856 |  |  | 2000 |  | 37.7% | TRUE
2190 | Waste | ES | LA CORUNA WTE | 49 |  |  | 1999 |  |  | TRUE
2191 | Hydro | FR | LA CROUX | 17.885 |  |  | 1982 |  |  | FALSE
2192 | Hydro | FR | LA CURE | 26.16 |  |  | 1932 |  |  | FALSE
2193 | Hydro | CH | LA DERNIER | 28 |  |  | 1988 |  |  | FALSE
2194 | Biomass | FR | LA FACTURE DALKIA | 69 |  |  | 2010 |  |  | TRUE
2195 | OilSteam | FR | LA FACTURE MILL | 26.88 |  |  | 1955 |  | 32.16% | FALSE
2196 | OCOT | FR | LA HAGUE | 32.34 |  |  | 1964 |  | 28.34% | FALSE
2197 | Coal | FR | LA MAXE | 465 |  |  | 1971 |  | 36.26% | FALSE
2198 | OilSteam | FR | LA MEDE | 56.544 |  |  | 1971 |  | 37.26% | TRUE
2199 | Hydro | IT | LA PENNA | 25.9 |  |  | 1958 |  |  | FALSE
2200 | Lignite | ES | LA PEREDA HUNOSA | 46 |  |  | 1993 |  | 41.9% | FALSE
2201 | Hydro | CH | LA PEUFFEYRE | 24 |  |  | 2003 |  |  | FALSE
2202 | PSP | BE | LA PLATE TAILLE | 140 | 140 | 1120 | 1981 |  |  | FALSE
2203 | Hydro | FR | LA RAGEAT | 13 |  |  | 1945 |  |  | FALSE
2204 | Hydro | ES | LA REMOLINA | 100 |  |  | 1991 |  |  | FALSE
2205 | Coal | ES | LA ROBLA FENOSA | 576.6 |  |  | 1971 |  | 36.26% | FALSE
2206 | Hydro | ES | LA SARRA | 28.86 |  |  | 1954 |  |  | FALSE
2207 | Hydro | FR | LA SAUSSAZ-II | 146 |  |  | 1973 |  |  | FALSE
2208 | Hydro | ES | LA SERENA | 25.1 |  |  | 1992 |  |  | FALSE
2209 | CCGT | IT | LA SPEZIA | 297.6 |  |  | 2001 |  | 54% | FALSE
2210 | Coal | IT | LA SPEZIA | 558 |  |  | 1968 |  | 35.3% | FALSE
2211 | OCGT | IT | LA SPEZIA | 437.08 |  |  | 1999 |  | 37.44% | FALSE
2212 | Hydro | IT | LA STANGA | 29.5 |  |  | 1943 |  |  | FALSE
2213 | Hydro | FR | LA VANELLE | 29.7 |  |  | 1949 |  |  | FALSE
2214 | Hydro | ES | LA XERTA | 18 |  |  | 2001 |  |  | FALSE
2215 | OCGT | ES | LA ZAIDA FORET | 14.21 |  |  | 1993 |  | 35.88% | TRUE
2216 | CCGT | AT | LAAKIRCHEN PAPER MILL | 57.216 |  |  | 1994 |  | 49.33% | FALSE
2217 | Hydro | FR | LAC D'OO | 30 |  |  | 1920 |  |  | FALSE
2218 | Hydro | FR | LAC-MORT | 11 |  |  | 1984 |  |  | FALSE
2219 | GasSteam | FR | LACQ REFINERY | 11.952 |  |  | 1993 |  | 44.27% | TRUE
2220 | GasSteam | FR | LACQ REFINERY | 32.352 |  |  | 1958 |  | 33.11% | FALSE
2221 | Hydro | SK | LADCE | 18.9 |  |  | 1936 |  |  | FALSE
2223 | Hydro | NO | LAERDAL | 183.8 |  |  | 1974 |  |  | FALSE
2224 | Hydro | FR | LAFIGERE | 38.9 |  |  | 1965 |  |  | FALSE
2225 | Hydro | SE | LAFORSEN | 57 |  |  | 1956 |  |  | FALSE
2226 | Hydro | ES | LAFORTUNADA-CINCA | 42 |  |  | 1923 |  |  | FALSE
2227 | Hydro | ES | LAFORTUNADA-CINQUETA | 41.4 |  |  | 1932 |  |  | FALSE
2228 | CCGT | NL | LAGE WEIDE | 472.32 |  |  | 1976 |  | 37.33% | FALSE
2229 | OCGT | NL | LAGE WEIDE | 89.18 |  |  | 1986 |  | 34.06% | FALSE
2230 | Coal | PL | LAGISZA | 985.8 |  |  | 1966 |  | 34.66% | FALSE
2231 | OCOT | SE | LAHALL | 235.2 |  |  | 1972 |  | 30.42% | FALSE
2232 | Hydro | SE | LAHOLMS | 11.3 |  |  | 1932 |  |  | FALSE
2233 | Hydro | FR | L'AIGLE | 349 |  |  | 1945 |  |  | FALSE
2234 | Hydro | NO | LAKSHOLA | 32 |  |  | 1999 |  |  | FALSE
2235 | OilSteam | IT | LAMARMORA | 133.44 |  |  | 1976 |  | 38.85% | TRUE
2236 | Hydro | FR | LAMATIVIE | 35.642 |  |  | 1998 |  |  | FALSE
2237 | Hydro | AT | LAMBACH | 14 |  |  | 1999 |  |  | FALSE
2238 | Hydro | IT | LANA | 121.8 |  |  | 1951 |  |  | FALSE
2239 | OCGT | BE | LANAKEN MILL | 37.24 |  |  | 1997 |  | 36.92% | TRUE
2240 | Hydro | FR | LANAU | 22.5 |  |  | 1962 |  |  | FALSE
2241 | OilSteam | FR | LANCEY | 10.752 |  |  | 1970 |  | 36.94% | FALSE
2242 | Hydro | SE | LANDAFORS | 16.2 |  |  | 1976 |  |  | FALSE
2243 | Hydro | DE | LANDAU OSTBAYER | 13.5 |  |  | 1981 |  |  | FALSE
2244 | Biomass | DE | LANDESBERGEN BIOMASS | 20 |  |  | 2004 |  |  | FALSE
2245 | Hydro | AT | LANDL | 23.425 |  |  | 1968 |  |  | FALSE
2246 | OCGT | FR | LANEUVEVILLE NOVACARB | 78.4 |  |  | 1999 |  | 37.44% | TRUE
2247 | Hydro | SE | LANGA | 160 |  |  | 1973 |  |  | FALSE
2248 | CCGT | UK | LANGAGE | 849.6 |  |  | 2010 |  | 60% | FALSE
2249 | Hydro | SE | LANGBJORN | 92 |  |  | 1960 |  |  | FALSE
2250 | Hydro | AT | LANGENEGG | 74 |  |  | 1979 |  |  | FALSE
2251 | Hydro | DE | LANGENPROZELTEN | 164 |  |  | 1975 |  |  | FALSE
2252 | PSP | DE | LANGENPROZELTEN | 164 | 164 | 1312 | 1977 |  |  | FALSE
2253 | OCGT | BE | LANGERBRUGGE | 37.24 |  |  | 1993 |  | 35.88% | TRUE
2254 | Hydro | SE | LANGHAG | 51 |  |  | 1936 |  |  | FALSE
2255 | Hydro | AT | LANGKAMPFEN | 31.5 |  |  | 1998 |  |  | FALSE
2256 | Hydro | SE | LANGSTROMMEN | 32 |  |  | 2004 |  |  | FALSE
2257 | Hydro | NO | LANGVATN | 90 |  |  | 1964 |  |  | FALSE
2258 | CCGT | DE | LANKOW | 22.944 |  |  | 1994 |  | 49.33% | FALSE
2259 | Hydro | ES | LANUZA | 52 |  |  | 1977 |  |  | FALSE
2260 | Hydro | IT | LANZADA | 189.01 |  |  | 1957 |  |  | FALSE
2261 | Hydro | FR | LAPARAN | 44 |  |  | 1983 |  |  | FALSE
2262 | Hydro | IT | LAPPAGO | 28 |  |  | 1964 |  |  | FALSE
2263 | OCOT | FI | LAPPEENRANTA | 21.266 |  |  | 1976 |  | 31.46% | FALSE
2264 | OilSteam | PL | LAPY | 11.52 |  |  | 1974 |  | 38.21% | TRUE
2265 | Geothermal | IT | LARDERELLO NUOVO | 20 |  |  | 2005 |  |  | FALSE
2266 | Hydro | FR | LARDIT | 41.8 |  |  | 1987 |  |  | FALSE
2267 | CCGT | PT | LARES | 827.52 |  |  | 2009 |  | 59.33% | FALSE
2268 | OCGT | IT | LARINO | 241.08 |  |  | 1992 |  | 35.62% | FALSE
2269 | GasSteam | GR | LARISSA FACTORY | 11.52 |  |  | 1961 |  | 34.07% | TRUE
2270 | Hydro | ES | LAS CONCHAS | 48.8 |  |  | 1948 |  |  | FALSE
2271 | Hydro | ES | LAS ONDINAS | 80.8 |  |  | 1966 |  |  | FALSE
2272 | Hydro | ES | LAS PICADAS | 20 |  |  | 1952 |  |  | FALSE
2274 | Hydro | IT | LASA | 63 |  |  | 1954 |  |  | FALSE
2275 | Hydro | SE | LASELE | 150 |  |  | 1959 |  |  | FALSE
2276 | Hydro | ES | LASPUNA | 13.6 |  |  | 1965 |  |  | FALSE
2277 | Hydro | FR | LASSOULA | 20.3 |  |  | 1932 |  |  | FALSE
2278 | OilSteam | IT | LATINA | 28.224 |  |  | 1961 |  | 34.07% | FALSE
2279 | Hydro | FR | LAU-BALAGNAS | 30.9 |  |  | 1957 |  |  | FALSE
2280 | Hydro | CH | L'AUBONNE | 11 |  |  | 2001 |  |  | FALSE
2281 | Hydro | NO | LAUDAL | 26 |  |  | 1981 |  |  | FALSE
2282 | Hydro | CH | LAUFENBURG | 106 |  |  | 1992 |  |  | FALSE
2283 | Hydro | AT | LAUFNITZDORF | 16.2 |  |  | 1933 |  |  | FALSE
2284 | CCGT | DE | LAUSWARD | 86.4 |  |  | 2000 |  | 53.33% | FALSE
2285 | Coal | DE | LAUSWARD | 139.872 |  |  | 1967 |  | 34.98% | FALSE
2286 | GasSteam | DE | LAUSWARD | 288 |  |  | 1976 |  | 38.85% | FALSE
2287 | OCGT | DE | LAUSWARD | 120.736 |  |  | 1977 |  | 31.72% | FALSE
2288 | Waste | DE | LAUTA | 22 |  |  | 2004 |  |  | FALSE
2289 | Hydro | FR | LAVAL-DE-CERE | 126.12 |  |  | 1931 |  |  | FALSE
2290 | Hydro | AT | LAVAMUND | 27.99 |  |  | 1949 |  |  | FALSE
2291 | OilSteam | FR | LAVERA NAPTHA | 12.48 |  |  | 1972 |  | 37.58% | TRUE
2292 | OilSteam | FR | LAVERA REFINERY | 26.88 |  |  | 1972 |  | 37.58% | FALSE
2293 | Hydro | CH | LAVEY | 69.9 |  |  | 1950 |  |  | FALSE
2294 | CCGT | GR | LAVRIO | 910.08 |  |  | 1997 |  | 51.33% | FALSE
2295 | GasSteam | GR | LAVRIO | 144 |  |  | 1972 |  | 37.58% | FALSE
2296 | OCOT | GR | LAVRIO | 111.72 |  |  | 1979 |  | 32.24% | FALSE
2297 | OilSteam | GR | LAVRIO | 288 |  |  | 1973 |  | 37.89% | FALSE
2298 | OCGT | GR | LAVRIO HERON | 104.86 |  |  | 2004 |  | 38.74% | FALSE
2299 | Hydro | SE | LAXEDE | 206.1 |  |  | 1962 |  |  | FALSE
2300 | Hydro | FR | LAZER | 12.5 |  |  | 1994 |  |  | FALSE
2301 | Coal | PL | LAZISKA | 1074.15 |  |  | 1967 |  | 34.98% | FALSE
2302 | Hydro | FR | LE BUECH | 14 |  |  | 1992 |  |  | FALSE
2303 | Hydro | CH | LE CHATELARD | 47.2 |  |  | 1941 |  |  | FALSE
2304 | PSP | CH | LE CHATELARD | 46.5 | 46.5 | 372 | 1975 |  |  | FALSE
2305 | Hydro | CH | LE CHATELOT | 16.07 |  |  | 1953 |  |  | FALSE
2306 | Hydro | FR | LE CHEVRIL | 21.1 |  |  | 1954 |  |  | FALSE
2307 | PSP | FR | LE CHEYLAS | 485 | 485 | 3880 | 1976 |  |  | FALSE
2308 | Hydro | FR | LE FAYET | 17.51 |  |  | 1985 |  |  | FALSE
2309 | Coal | FR | LE HAVRE-II | 1348.5 |  |  | 1968 |  | 35.3% | FALSE
2310 | Hydro | FR | LE LARGUE | 10.2 |  |  | 1953 |  |  | FALSE
2311 | Hydro | FR | LE PORTILLON | 110.3 |  |  | 1990 |  |  | FALSE
2312 | Hydro | FR | LE POUGET TRUEL | 254.2 |  |  | 1981 |  |  | FALSE
2313 | OCOT | FR | LE PRAT (VANNES) | 14.7 |  |  | 1987 |  | 34.32% | FALSE
2314 | Geothermal | IT | LE PRATA | 20 |  |  | 1996 |  |  | FALSE
2315 | Hydro | FR | LE SAUTET | 75 |  |  | 1930 |  |  | FALSE
2316 | Hydro | FR | LE VAR | 26.4 |  |  | 1986 |  |  | FALSE
2317 | Hydro | FR | LE VERNEY | 21.6 |  |  | 1984 |  |  | FALSE
2318 | Hydro | AT | LEBRING | 20.2 |  |  | 1988 |  |  | FALSE
2319 | Hydro | SE | LEDINGE | 10.1 |  |  | 1982 |  |  | FALSE
2320 | Lignite | CZ | LEDVICE | 303.6 |  |  | 1966 |  | 33.8% | TRUE
2321 | Hydro | DE | LEHMEN | 24 |  |  | 1962 |  |  | FALSE
2322 | GasSteam | DE | LEHRTE FACTORY | 12.5376 |  |  | 1979 |  | 39.81% | FALSE
2323 | GasSteam | DE | LEHRTE WINTERSHALL | 12.192 |  |  | 1970 |  | 36.94% | FALSE
2324 | Nuclear | CH | LEIBSTADT | 1159 |  |  | 1984 |  | 33% | FALSE
2325 | CCGT | NL | LEIDEN | 87.072 |  |  | 1986 |  | 44% | FALSE
2326 | OCOT | DE | LEINAU | 12.936 |  |  | 1978 |  | 31.98% | FALSE
2327 | CCGT | IT | LEINI ACEA | 369.6 |  |  | 2007 |  | 58% | TRUE
2328 | CCGT | DE | LEIPZIG GUD | 164.16 |  |  | 1995 |  | 50% | FALSE
2329 | Hydro | NO | LEIRDOLA | 110 |  |  | 1977 |  |  | FALSE
2330 | Hydro | NO | LEIRFOSSENE | 47.8 |  |  | 2008 |  |  | FALSE
2331 | PSP | DE | LEITZACH | 95 | 95 | 760 | 1960 |  |  | FALSE
2332 | OCGT | DE | LEMGO WEST | 10.2704 |  |  | 2001 |  | 37.96% | TRUE
2334 | Coal | AT | LENZING ENERGY | 65.286 |  |  | 1955 |  | 31.16% | TRUE
2335 | OilSteam | AT | LENZING ENERGY | 35.664 |  |  | 1957 |  | 32.79% | TRUE
2336 | OCGT | ES | LEON CERANOR | 11.2602 |  |  | 2004 |  | 38.74% | FALSE
2337 | OCOT | ES | LEON CERANOR | 14.406 |  |  | 1996 |  | 36.66% | FALSE
2338 | CCGT | AT | LEOPOLDAU | 145.728 |  |  | 1976 |  | 37.33% | FALSE
2339 | Hydro | FI | LEPPIKOSKI | 23 |  |  | 1962 |  |  | FALSE
2340 | Hydro | RO | LERESTI | 19 |  |  | 1987 |  |  | FALSE
2341 | Hydro | ES | LERIDA | 12 |  |  | 1964 |  |  | FALSE
2343 | OCGT | ES | LES (ARAN) | 14.896 |  |  | 1999 |  | 37.44% | FALSE
2344 | Coal | BE | LES AWIRS | 115.878 |  |  | 1967 |  | 34.98% | FALSE
2345 | Hydro | FR | LES BOIS | 42 |  |  | 1972 |  |  | FALSE
2346 | Hydro | FR | LES BREVIERES | 93 |  |  | 1952 |  |  | FALSE
2347 | Hydro | FR | LES CLAVAUX | 13.6 |  |  | 1955 |  |  | FALSE
2348 | Hydro | CH | LES CLEES | 30 |  |  | 1955 |  |  | FALSE
2349 | Hydro | FR | LES FADES | 28.4 |  |  | 1968 |  |  | FALSE
2350 | Hydro | FR | LES MOULINS | 14.4 |  |  | 1967 |  |  | FALSE
2351 | OCGT | ES | LES PLANT | 14.847 |  |  | 1998 |  | 37.18% | TRUE
2352 | Hydro | FR | LES ROBERTS | 10.32 |  |  | 1974 |  |  | FALSE
2353 | Hydro | FR | LES SALELLES | 16.5 |  |  | 1969 |  |  | FALSE
2354 | Hydro | FR | LES SAUCES | 17.6 |  |  | 1963 |  |  | FALSE
2355 | OCGT | FR | LES ULIS | 41.16 |  |  | 2002 |  | 38.22% | TRUE
2357 | Hydro | HR | LESCE | 41.7 |  |  | 2010 |  |  | FALSE
2358 | Hydro | SE | LETSI | 440.1 |  |  | 1967 |  |  | FALSE
2359 | PSP | SE | LETTALVEN | 40 | 40 | 320 | 1956 |  |  | FALSE
2360 | OCGT | DE | LEUNA MEAG | 37.828 |  |  | 1998 |  | 37.18% | TRUE
2361 | CCGT | DE | LEUNA-WERKE | 123.936 |  |  | 1994 |  | 49.33% | FALSE
2362 | GasSteam | DE | LEUNA-WERKE | 69.6 |  |  | 1994 |  | 44.59% | TRUE
2363 | GasSteam | DE | LEUNA-WERKE | 28.32 |  |  | 1994 |  | 44.59% | FALSE
2364 | Hydro | IT | LEVANE | 17.5 |  |  | 1958 |  |  | FALSE
2365 | CCGT | SK | LEVICE ADARO | 76.8 |  |  | 2007 |  | 58% | TRUE
2366 | Waste | UK | LEWISHAM SELCHP | 31 |  |  | 1994 |  |  | TRUE
2367 | Hydro | FR | L'HOSPITALET | 122 |  |  | 1958 |  |  | FALSE
2368 | OilSteam | CZ | LIBEREC | 11.52 |  |  | 1977 |  | 39.17% | TRUE
2369 | OCGT | ES | LICA COGEN | 16.464 |  |  | 2001 |  | 37.96% | TRUE
2370 | GasSteam | DE | LICHTERFELDE | 288 |  |  | 1972 |  | 37.58% | TRUE
2371 | OilSteam | DE | LICHTERFELDE | 144 |  |  | 1971 |  | 37.26% | TRUE
2372 | Hydro | FI | LIEKSANKOSKI | 16.02 |  |  | 1960 |  |  | FALSE
2373 | CCGT | FI | LIELAHTI | 129.504 |  |  | 1988 |  | 45.33% | FALSE
2374 | GasSteam | LV | LIEPAJA HEATING | 11.52 |  |  | 1994 |  | 44.59% | TRUE
2375 | Hydro | SE | LIGGA | 351.4 |  |  | 1954 |  |  | FALSE
2376 | Hydro | BG | LILIANOVO | 20.6 |  |  | 1968 |  |  | FALSE
2377 | Hydro | RO | LILIECI | 23 |  |  | 1966 |  |  | FALSE
2378 | Hydro | SE | LILLA EDET | 39.01 |  |  | 1926 |  |  | FALSE
2379 | OCGT | FR | LILLE DALKIA | 41.16 |  |  | 2002 |  | 38.22% | TRUE
2380 | Coal | FR | LILLERS SUGAR FACTORY | 11.904 |  |  | 1985 |  | 40.72% | TRUE
2381 | Waste | SE | LILLESJO | 10.04 |  |  | 2007 |  |  | TRUE
2382 | OCGT | IT | LINATE AIRPORT | 23.52 |  |  | 2007 |  | 39.52% | TRUE
2383 | Hydro | SE | LINDBYN | 14 |  |  | 1954 |  |  | FALSE
2384 | GasSteam | DE | LINDEN HANNOVER | 158.4 |  |  | 1962 |  | 34.39% | TRUE
2385 | OCGT | DE | LINDEN HANNOVER | 67.62 |  |  | 1998 |  | 37.18% | FALSE
2386 | OCOT | SE | LINDHOLMEN | 24.7685 |  |  | 1967 |  | 29.12% | TRUE
2387 | Hydro | PT | LINDOSO | 44.1 |  |  | 1922 |  |  | FALSE
2388 | OCGT | UK | LINDSEY REFINERY | 37.24 |  |  | 1996 |  | 36.66% | TRUE
2389 | Hydro | NL | LINNE | 12.4 |  |  | 1989 |  |  | FALSE
2390 | Hydro | SE | LINNVASSELV | 70 |  |  | 1962 |  |  | FALSE
2393 | Hydro | CH | LINTHAL LIMMERN | 34.4 |  |  | 1964 |  |  | FALSE
2394 | CCGT | AT | LINZ MITTE | 206.4 |  |  | 2004 |  | 56% | FALSE
2395 | CCGT | AT | LINZ SUD | 122.976 |  |  | 1993 |  | 48.67% | FALSE
2396 | OCGT | AT | LINZ SUD | 41.16 |  |  | 1997 |  | 36.92% | FALSE
2397 | GasSteam | AT | LINZ WORKS | 356.16 |  |  | 1975 |  | 38.53% | TRUE
2398 | OCGT | AT | LINZ WORKS | 37.24 |  |  | 1995 |  | 36.4% | FALSE
2399 | GasSteam | AT | LINZWERKE | 10.4976 |  |  | 1974 |  | 38.21% | FALSE
2400 | Hydro | AT | LINZWERKE | 12.1 |  |  | 1959 |  |  | FALSE
2401 | Hydro | NO | LIO (TOKKE VI) | 40 |  |  | 1968 |  |  | FALSE
2402 | Hydro | CZ | LIPNO I | 120 |  |  | 1959 |  |  | FALSE
2403 | Waste | PT | LIPOR-II | 27 |  |  | 1999 |  |  | FALSE
2404 | Hydro | SK | LIPOVEC | 38.4 |  |  | 1960 |  |  | FALSE
2405 | Lignite | DE | LIPPENDORF | 1716.72 |  |  | 1999 |  | 43.7% | TRUE
2406 | Hydro | SK | LIPTOVSKA MARA | 100 |  |  | 1975 |  |  | FALSE
2407 | PSP | SK | LIPTOVSKA MARA | 98 | 98 | 784 | 1975 |  |  | FALSE
2408 | OCGT | HU | LITER | 120.54 |  |  | 1998 |  | 37.18% | FALSE
2409 | Hydro | NO | LITJFOSSEN | 75 |  |  | 1982 |  |  | FALSE
2410 | Coal | ES | LITORAL DE ALMERIA | 1023 |  |  | 1985 |  | 40.72% | FALSE
2411 | CCGT | UK | LITTLE BARFORD | 647.04 |  |  | 1996 |  | 50.67% | FALSE
2412 | OCGT | UK | LITTLE BARFORD | 16.66 |  |  | 2006 |  | 39.26% | FALSE
2413 | OCOT | UK | LITTLEBROOK | 68.6 |  |  | 1980 |  | 32.5% | FALSE
2414 | OilSteam | UK | LITTLEBROOK | 633.6 |  |  | 1983 |  | 41.08% | FALSE
2415 | GasSteam | UK | LIVERPOOL TATE | 9.7152 |  |  | 1965 |  | 35.34% | TRUE
2416 | Hydro | UK | LIVISHIE | 15 |  |  | 1962 |  |  | FALSE
2417 | OilSteam | IT | LIVORNO | 297.6 |  |  | 1963 |  | 34.71% | FALSE
2418 | CCGT | IT | LIVORNO REFINERY | 143.04 |  |  | 2004 |  | 56% | TRUE
2419 | GasSteam | IT | LIVORNO REFINERY | 23.04 |  |  | 1991 |  | 43.63% | TRUE
2420 | OCGT | IT | LIVORNO REFINERY | 25.48 |  |  | 1991 |  | 35.36% | TRUE
2421 | OilSteam | IT | LIVORNO STANIC | 20.16 |  |  | 1973 |  | 37.89% | FALSE
2422 | CCGT | IT | LIVORNO-FERRARIS | 741.12 |  |  | 2008 |  | 58.67% | FALSE
2423 | Hydro | BE | LIXHE | 20 |  |  | 1980 |  |  | FALSE
2424 | Hydro | SE | LJUNGA | 118.4 |  |  | 1974 |  |  | FALSE
2425 | Hydro | SE | LJUSNE STROMMAR | 37 |  |  | 1987 |  |  | FALSE
2426 | Hydro | SE | LJUSNEFORS | 18 |  |  | 1951 |  |  | FALSE
2427 | Hydro | ES | LLAVORSI CARDOS | 52.8 |  |  | 1966 |  |  | FALSE
2428 | Hydro | ES | LLESP | 12.48 |  |  | 1953 |  |  | FALSE
2429 | Hydro | CH | LOBBIA ALBIGNA | 86.1 |  |  | 1959 |  |  | FALSE
2431 | Hydro | UK | LOCHABER | 87.75 |  |  | 1927 |  |  | FALSE
2432 | Hydro | UK | LOCHAY | 47.2 |  |  | 1957 |  |  | FALSE
2433 | Coal | PL | LODZ-2 | 176.049 |  |  | 1958 |  | 32.11% | TRUE
2434 | Coal | PL | LODZ-3 | 132.525 |  |  | 1969 |  | 35.62% | TRUE
2435 | Coal | PL | LODZ-4 | 199.95 |  |  | 1977 |  | 38.17% | TRUE
2436 | Hydro | NO | LOGNA | 18 |  |  | 1961 |  |  | FALSE
2437 | Waste | IT | LOMELLINA PARONA | 35 |  |  | 2000 |  |  | FALSE
2438 | Hydro | NO | LOMEN | 54.5 |  |  | 1983 |  |  | FALSE
2439 | Hydro | NO | LOMI | 126 |  |  | 1979 |  |  | FALSE
2440 | Waste | UK | LONDON ROAD | 17.8 |  |  | 1978 |  |  | TRUE
2441 | Coal | UK | LONGANNET | 2232 |  |  | 1969 |  | 35.62% | FALSE
2442 | Hydro | CH | LONTSCH | 88 |  |  | 1975 |  |  | FALSE
2443 | Hydro | NO | LOPET | 24 |  |  | 1971 |  |  | FALSE
2444 | OCOT | HU | LORINCI | 166.6 |  |  | 2000 |  | 37.7% | FALSE
2445 | Coal | ES | LOS BARRIOS | 527.775 |  |  | 1985 |  | 40.72% | FALSE
2447 | Hydro | AT | LOSENSTEIN | 39.4 |  |  | 1962 |  |  | FALSE
2448 | Hydro | SE | LOSSEN | 68 |  |  | 1974 |  |  | FALSE
2449 | Hydro | CH | LOSTALLO | 25 |  |  | 1958 |  |  | FALSE
2450 | Hydro | RO | LOTRU-CIUNGET | 510 |  |  | 1972 |  |  | FALSE
2451 | Hydro | CH | LOTSCHEN | 110.8 |  |  | 1976 |  |  | FALSE
2452 | Hydro | SE | LOTTEFORS | 12.4 |  |  | 1958 |  |  | FALSE
2453 | Biomass | IE | LOUGH REE | 100 |  |  | 2004 |  |  | FALSE
2454 | Hydro | GR | LOUROS | 10.3 |  |  | 1954 |  |  | FALSE
2455 | Hydro | IT | LOVERO | 49 |  |  | 1948 |  |  | FALSE
2456 | Nuclear | FI | LOVIISA | 969 |  |  | 1977 |  | 33% | FALSE
2457 | OCOT | FI | LOVIISA GT | 39.2 |  |  | 1974 |  | 30.94% | FALSE
2458 | Coal | RS | LOZNICA PULP MILL | 23.25 |  |  | 1976 |  | 37.85% | TRUE
2459 | Coal | RS | LOZNICA PULP MILL | 26.97 |  |  | 1956 |  | 31.48% | FALSE
2460 | GasSteam | LT | LPP | 316.8 |  |  | 1962 |  | 34.39% | TRUE
2461 | GasSteam | LT | LPP | 576 |  |  | 1967 |  | 35.98% | FALSE
2462 | OilSteam | LT | LPP | 576 |  |  | 1971 |  | 37.26% | FALSE
2463 | Coal | PL | LUBIN COPPER MINE | 27.9 |  |  | 1969 |  | 35.62% | TRUE
2464 | Coal | PL | LUBLIN DAEWOO | 11.16 |  |  | 1956 |  | 31.48% | TRUE
2465 | Coal | PL | LUBLIN DAEWOO | 11.16 |  |  | 1956 |  | 31.48% | FALSE
2466 | Hydro | ES | LUCAS DE URQUIJO | 39.6 |  |  | 1914 |  |  | FALSE
2467 | OCGT | IT | LUCCA SAN MARCO | 11.76 |  |  | 1990 |  | 35.1% | TRUE
2469 | Biomass | ES | LUCENA PLANT | 16.525 |  |  | 2000 |  |  | FALSE
2470 | OCGT | ES | LUCENA PLANT | 14.014 |  |  | 2005 |  | 39% | TRUE
2471 | Coal | FR | LUCY-III | 248.4 |  |  | 1971 |  | 35.3% | FALSE
2472 | Coal | DE | LUDWIGSHAFEN | 86.211 |  |  | 1970 |  | 35.94% | TRUE
2473 | Coal | DE | LUDWIGSHAFEN | 93 |  |  | 1960 |  | 32.75% | FALSE
2474 | OCGT | DE | LUDWIGSHAFEN | 45.57 |  |  | 1991 |  | 35.36% | TRUE
2475 | GasSteam | DE | LUDWIGSHAFEN AM RHEIN | 27.3024 |  |  | 1967 |  | 35.98% | TRUE
2476 | CCGT | DE | LUDWIGSHAFEN KW SUD | 312 |  |  | 1996 |  | 50.67% | FALSE
2477 | CCGT | DE | LUDWIGSHAFEN MITTE | 422.4 |  |  | 2005 |  | 56.67% | FALSE
2478 | CCGT | DE | LUDWIGSHAFEN MVV | 9.9936 |  |  | 2003 |  | 55.33% | FALSE
2479 | Hydro | RO | LUGASU | 18 |  |  | 1989 |  |  | FALSE
2481 | Hydro | UK | LUICHART | 34 |  |  | 1950 |  |  | FALSE
2482 | GasSteam | SE | LULEA | 86.4 |  |  | 1983 |  | 41.08% | FALSE
2483 | Coal | DE | LUNEN | 465 |  |  | 1962 |  | 33.39% | FALSE
2484 | OCGT | DE | LUNEN BHKW | 12.7792 |  |  | 1980 |  | 32.5% | TRUE
2485 | PSP | AT | LUNERSEE | 231 | 231 | 1848 | 1958 |  |  | FALSE
2486 | Hydro | CH | LUNGERERSEEWERK (UNTERAA) | 54.5 |  |  | 1933 |  |  | FALSE
2487 | Hydro | NO | LUTUFALLET | 14.7 |  |  | 1964 |  |  | FALSE
2488 | Hydro | AT | LUTZ-OBERSTUFE | 19.3 |  |  | 1968 |  |  | FALSE
2489 | Hydro | FR | LUZECH | 18.45 |  |  | 1951 |  |  | FALSE
2490 | Hydro | FR | LUZIERES | 17.6 |  |  | 1958 |  |  | FALSE
2491 | Hydro | FR | LUZ-SAINT-SAUVEUR | 73.5 |  |  | 1956 |  |  | FALSE
2492 | Hydro | CH | LUZZONE | 19 |  |  | 1963 |  |  | FALSE
2493 | Biomass | SE | LYCKSELE | 15.9 |  |  | 2000 |  |  | TRUE
2494 | Coal | UK | LYNEMOUTH | 390.6 |  |  | 1972 |  | 36.58% | FALSE
2495 | Hydro | NO | LYSEBOTN | 185.34 |  |  | 1951 |  |  | FALSE
2496 | Hydro | FI | MAALISMAA | 33 |  |  | 1967 |  |  | FALSE
2497 | Hydro | NO | MAAR | 225 |  |  | 1948 |  |  | FALSE
2498 | CCGT | NL | MAASSTROOM | 410.88 |  |  | 2010 |  | 60% | FALSE
2499 | CCGT | NL | MAASTRICHT MILL | 49.92 |  |  | 1995 |  | 50% | FALSE
2500 | OCGT | NL | MAASTRICHT MILL | 21.952 |  |  | 1982 |  | 33.02% | TRUE
2501 | Coal | NL | MAASVLAKTE | 967.2 |  |  | 1975 |  | 37.53% | FALSE
2502 | CCGT | NL | MAASVLAKTE UCML | 76.8 |  |  | 2003 |  | 55.33% | TRUE
2503 | Biomass | DK | MABJERG | 28 |  |  | 1993 |  |  | TRUE
2504 | CCGT | UK | MACCLESFIELD ZENECA | 22.08 |  |  | 2002 |  | 54.67% | FALSE
2505 | OCGT | IT | MADDALONI | 344.96 |  |  | 1977 |  | 31.72% | FALSE
2506 | OCOT | PT | MADIBERIA PLANT | 12.7596 |  |  | 1994 |  | 36.14% | TRUE
2507 | OCGT | ES | MADRID TOLSA | 12.25 |  |  | 1994 |  | 36.14% | TRUE
2508 | Hydro | SK | MADUNICE | 43.2 |  |  | 1960 |  |  | FALSE
2509 | Hydro | NO | MAEL | 38 |  |  | 1957 |  |  | FALSE
2510 | Hydro | IT | MAEN REBUILD | 24 |  |  | 2002 |  |  | FALSE
2511 | Hydro | UK | MAENTWROG | 30 |  |  | 1928 |  |  | FALSE
2512 | OCGT | DE | MAGDEBURG SM | 17.0951 |  |  | 1994 |  | 36.14% | TRUE
2513 | GasSteam | DE | MAGDEBURG SUGAR FACTORY | 13.6704 |  |  | 1992 |  | 43.95% | TRUE
2514 | Hydro | NO | MAGELI | 33 |  |  | 1956 |  |  | FALSE
2515 | GasSteam | IT | MAGENTA MILL | 10.56 |  |  | 1980 |  | 40.12% | FALSE
2516 | Hydro | IT | MAGISANO | 39.4 |  |  | 1978 |  |  | FALSE
2517 | Lignite | BA | MAGLAJ PULP MILL | 45.57 |  |  | 1966 |  | 34.66% | FALSE
2519 | Hydro | CH | MAIGRAUGE-OELBERG | 17.39 |  |  | 1943 |  |  | FALSE
2520 | CCGT | DE | MAINZ | 381.12 |  |  | 2000 |  | 53.33% | FALSE
2521 | Coal | DE | MAINZ | 265.05 |  |  | 1972 |  | 36.58% | TRUE
2522 | OCGT | DE | MAINZ | 92.12 |  |  | 1996 |  | 36.66% | TRUE
2523 | Hydro | SE | MAJENFORS GAMLA | 10.9 |  |  | 1909 |  |  | FALSE
2524 | Hydro | SE | MAJENFORS NYA | 10.9 |  |  | 1909 |  |  | FALSE
2525 | Hydro | IT | MALAGA MARE | 37.4 |  |  | 1999 |  |  | FALSE
2526 | Hydro | RO | MALAIA | 18 |  |  | 1978 |  |  | FALSE
2527 | Hydro | IT | MALGA BOAZZO | 81.6 |  |  | 1959 |  |  | FALSE
2528 | Hydro | IT | MALGA CIAPELA-1 | 19.8 |  |  | 1956 |  |  | FALSE
2529 | Hydro | SE | MALGOMAJ | 11 |  |  | 1984 |  |  | FALSE
2530 | Hydro | FR | MALGOVERT | 297 |  |  | 1951 |  |  | FALSE
2531 | Hydro | FR | MALLEMORT | 92.4 |  |  | 1970 |  |  | FALSE
2532 | Hydro | IT | MALLERO | 20 |  |  | 1911 |  |  | FALSE
2533 | CCGT | IT | MALPENSA AIRPORT | 33.6 |  |  | 2003 |  | 55.33% | TRUE
2534 | OCGT | IT | MALPENSA AIRPORT | 51.94 |  |  | 1997 |  | 36.92% | TRUE
2535 | Hydro | NO | MALSET | 20 |  |  | 1967 |  |  | FALSE
2536 | Hydro | AT | MALTA-HAUPTSTUFE | 730 |  |  | 1976 |  |  | FALSE
2537 | PSP | AT | MALTA-OBERSTUFE | 120 | 120 | 960 | 1977 |  |  | FALSE
2538 | CCGT | SK | MALZENICE | 412.8 |  |  | 2011 |  | 60.67% | FALSE
2539 | OCGT | UK | MANCHESTER AIRPORT | 10.1724 |  |  | 1993 |  | 35.88% | TRUE
2540 | OCGT | UK | MANCHESTER CERESTAR | 14.7392 |  |  | 2008 |  | 39.78% | TRUE
2541 | Hydro | ES | MANDEO-ZARZO | 26.8 |  |  | 1994 |  |  | FALSE
2542 | OilSteam | IT | MANFREDONIA CERAMICA | 15.264 |  |  | 1973 |  | 37.89% | FALSE
2543 | OilSteam | IT | MANFREDONIA ENICHEM | 49.92 |  |  | 1973 |  | 37.89% | FALSE
2544 | OCOT | PT | MANGUALDE FACTORY | 10.4527 |  |  | 1993 |  | 35.88% | TRUE
2545 | Hydro | FI | MANKALA | 30.9 |  |  | 1948 |  |  | FALSE
2546 | OilSteam | DE | MANNHEIM (BENZ) | 29.28 |  |  | 1964 |  | 35.02% | FALSE
2547 | Hydro | FR | MANOSQUE-II | 50 |  |  | 1963 |  |  | FALSE
2548 | Biomass | FI | MANTAN MILL | 25 |  |  | 1993 |  |  | FALSE
2549 | CCGT | IT | MANTOVA ENIPOWER | 748.8 |  |  | 2005 |  | 56.67% | FALSE
2550 | GasSteam | IT | MANTOVA MILL | 24.96 |  |  | 1962 |  | 34.39% | TRUE
2551 | OCGT | FI | MANTSALA | 11.956 |  |  | 1997 |  | 36.92% | FALSE
2552 | OCGT | IT | MANULI FILM PLANT | 13.4456 |  |  | 1997 |  | 36.92% | TRUE
2553 | PSP | CH | MAPRAGG | 279.9 | 279.9 | 2239.2 | 1977 |  |  | FALSE
2554 | OCOT | DE | MARBACH | 134.652 |  |  | 1971 |  | 30.16% | FALSE
2555 | OilSteam | DE | MARBACH | 264 |  |  | 1974 |  | 38.21% | FALSE
2556 | Coal | PL | MARCEL | 34.875 |  |  | 1941 |  | 26.69% | FALSE
2557 | Hydro | AT | MARCHTRENK | 42.8 |  |  | 1979 |  |  | FALSE
2558 | CCGT | UK | MARCHWOOD POWER | 806.4 |  |  | 2009 |  | 59.33% | FALSE
2559 | Waste | UK | MARCHWOOD WTE | 14 |  |  | 2004 |  |  | FALSE
2560 | Hydro | FR | MARCILLAC | 33.2 |  |  | 1947 |  |  | FALSE
2561 | Hydro | FR | MARCKOLSHEIM | 156 |  |  | 1960 |  |  | FALSE
2562 | Hydro | IT | MARCONI DI ORTE | 20 |  |  | 1958 |  |  | FALSE
2563 | GasSteam | UK | MARGAM (PORT TALBOT) | 39.36 |  |  | 1976 |  | 38.85% | TRUE
2564 | Hydro | DE | MARGARETHENBERG | 18.3 |  |  | 1970 |  |  | FALSE
2565 | CCGT | IT | MARGHERA AZOTATI | 182.4 |  |  | 1993 |  | 48.67% | FALSE
2566 | GasSteam | IT | MARGHERA AZOTATI | 65.28 |  |  | 1959 |  | 33.43% | FALSE
2567 | CCGT | IT | MARGHERA LEVANTE | 801.888 |  |  | 1964 |  | 29.33% | FALSE
2568 | CCGT | DK | MARIAGER WORKS | 29.2627 |  |  | 1998 |  | 52% | FALSE
2569 | Hydro | SI | MARIBORSKI OTOK | 60 |  |  | 1948 |  |  | FALSE
2570 | Biomass | DK | MARIBO-SAKSKOBING | 12.16 |  |  | 2000 |  |  | TRUE
2573 | OCGT | FR | MARIE-LOUISE MINE | 34.692 |  |  | 1973 |  | 30.68% | FALSE
2574 | OilSteam | DE | MARIENEHE | 57.6 |  |  | 1974 |  | 38.21% | TRUE
2575 | OCGT | IE | MARINA | 92.12 |  |  | 1979 |  | 32.24% | FALSE
2576 | Hydro | RO | MARISELU | 230.7 |  |  | 1977 |  |  | FALSE
2577 | Lignite | BG | MARITZA EAST-1 | 184 |  |  | 1958 |  | 31.4% | TRUE
2578 | Lignite | BG | MARITZA EAST-2 | 1465.56 |  |  | 1966 |  | 33.8% | FALSE
2579 | Lignite | BG | MARITZA EAST-3 | 835.36 |  |  | 1978 |  | 37.4% | FALSE
2580 | Lignite | BG | MARITZA-3 | 110.4 |  |  | 1971 |  | 35.3% | FALSE
2581 | PSP | DE | MARKERSBACH | 1050 | 1050 | 8400 | 1979 |  |  | FALSE
2582 | Coal | UK | MARKINCH MILL | 23.25 |  |  | 1970 |  | 35.94% | TRUE
2583 | Coal | DE | MARL VEBA | 55.8 |  |  | 1985 |  | 40.72% | TRUE
2584 | Hydro | IT | MARLENGO | 43.744 |  |  | 1958 |  |  | FALSE
2585 | OCGT | IT | MARLIA CARTIERA | 10.388 |  |  | 1990 |  | 35.1% | TRUE
2586 | Hydro | ES | MARMOLEJO | 16.96 |  |  | 1962 |  |  | FALSE
2587 | Coal | FR | MARSEILLES SECM | 10.974 |  |  | 1989 |  | 41.99% | TRUE
2588 | Hydro | CH | MARTIGNY-BOURG | 21 |  |  | 1908 |  |  | FALSE
2589 | OilSteam | FR | MARTIGUES | 240 |  |  | 1971 |  | 37.26% | FALSE
2590 | Hydro | CH | MARTINA-1 | 84 |  |  | 1994 |  |  | FALSE
2591 | Coal | FI | MARTINLAAKSO | 74.4 |  |  | 1982 |  | 39.76% | TRUE
2592 | GasSteam | FI | MARTINLAAKSO | 57.6 |  |  | 1975 |  | 38.53% | TRUE
2593 | OCGT | FI | MARTINLAAKSO | 55.86 |  |  | 1995 |  | 36.4% | TRUE
2594 | OilSteam | IT | MARZOCCO | 297.6 |  |  | 1963 |  | 34.71% | FALSE
2595 | OCOT | DK | MASNEDO | 66.738 |  |  | 1975 |  | 31.2% | FALSE
2596 | Hydro | FI | MATARAKOSKI | 11 |  |  | 1995 |  |  | FALSE
2597 | Waste | ES | MATARO WTE | 11.6 |  |  | 1994 |  |  | FALSE
2598 | OilSteam | IT | MATERA | 50.88 |  |  | 1974 |  | 38.21% | FALSE
2599 | Hydro | SE | MATFORS | 21 |  |  | 1983 |  |  | FALSE
2600 | CCGT | IT | MATHI CANAVESE MILL | 12.7296 |  |  | 1991 |  | 47.33% | FALSE
2601 | Hydro | MK | MATKA | 10.8 |  |  | 2008 |  |  | FALSE
2602 | OCGT | ES | MATORELL CERESTAR | 13.3133 |  |  | 1997 |  | 36.92% | TRUE
2603 | GasSteam | ES | MATORELL MILL | 10.752 |  |  | 1995 |  | 44.91% | TRUE
2604 | CCGT | ES | MATORELL SEAT | 20.1216 |  |  | 1993 |  | 48.67% | FALSE
2605 | OCGT | ES | MATORELL SOLVAY | 21.56 |  |  | 2002 |  | 38.22% | TRUE
2606 | OilSteam | PT | MATOSINHOS REFINERY | 24.96 |  |  | 1972 |  | 37.58% | TRUE
2607 | Lignite | HU | MATRA | 769.12 |  |  | 1969 |  | 34.7% | FALSE
2608 | OCGT | HU | MATRA | 64.68 |  |  | 2007 |  | 39.52% | FALSE
2609 | Hydro | NO | MATRE | 217.8 |  |  | 1956 |  |  | FALSE
2610 | Hydro | NO | MAUDAL | 25 |  |  | 1929 |  |  | FALSE
2611 | Hydro | NO | MAURANGER | 280 |  |  | 1973 |  |  | FALSE
2612 | Hydro | FR | MAUZAC | 18.3 |  |  | 1954 |  |  | FALSE
2613 | Hydro | SI | MAVCICE | 38.2 |  |  | 1986 |  |  | FALSE
2614 | Biomass | DE | MAXAU MILL | 105.5 |  |  | 2010 |  |  | TRUE
2615 | OCGT | DE | MAXAU MILL | 24.108 |  |  | 1992 |  | 35.62% | TRUE
2616 | OCGT | FR | MAXENCE MILL | 24.5 |  |  | 2000 |  | 37.7% | TRUE
2617 | OilSteam | DE | MAYEN FACTORY | 12.096 |  |  | 1973 |  | 37.89% | TRUE
2618 | Hydro | AT | MAYRHOFEN (ZEMM) | 345 |  |  | 1970 |  |  | FALSE
2619 | OilSteam | LT | MAZEIKIAI | 201.6 |  |  | 1979 |  | 39.81% | TRUE
2620 | Hydro | IT | MAZZUNNO | 11.3 |  |  | 2000 |  |  | FALSE
2621 | Hydro | ES | MEDIANO | 66.4 |  |  | 1969 |  |  | FALSE
2622 | Hydro | SI | MEDVODE | 18.6 |  |  | 1953 |  |  | FALSE
2623 | CCGT | UK | MEDWAY | 674.88 |  |  | 1995 |  | 50% | FALSE
2624 | OCOT | UK | MEDWAY | 18.2868 |  |  | 1999 |  | 37.44% | FALSE
2626 | Coal | DE | MEHRUM | 699.36 |  |  | 1979 |  | 38.81% | FALSE
2627 | Lignite | ES | MEIRAMA | 508.76 |  |  | 1980 |  | 38% | FALSE
2628 | Hydro | DE | MEITINGEN | 15 |  |  | 1922 |  |  | FALSE
2629 | Hydro | NO | MEL | 50 |  |  | 1989 |  |  | FALSE
2630 | OCGT | IT | MELFI FIAT SATA | 31.36 |  |  | 2008 |  | 39.78% | FALSE
2632 | Hydro | AT | MELK | 200.7 |  |  | 1982 |  |  | FALSE
2633 | Hydro | NO | MELKEFOSS | 22.9 |  |  | 1978 |  |  | FALSE
2634 | Coal | AT | MELLACH | 228.78 |  |  | 1986 |  | 41.04% | TRUE
2635 | Hydro | AT | MELLACH HYDRO | 17.1 |  |  | 1985 |  |  | FALSE
2636 | OCGT | FR | MELLE WORKS | 25.48 |  |  | 1994 |  | 36.14% | TRUE
2637 | Lignite | CZ | MELNIK 2&3 | 202.4 |  |  | 1971 |  | 35.3% | TRUE
2638 | Lignite | CZ | MELNIK 2&3 | 460 |  |  | 1980 |  | 38% | FALSE
2639 | Lignite | CZ | MELNIK-1 | 303.6 |  |  | 1960 |  | 32% | FALSE
2640 | Hydro | FI | MELO | 67 |  |  | 1971 |  |  | FALSE
2641 | Hydro | ES | MENUZA | 14.06 |  |  | 1957 |  |  | FALSE
2642 | GasSteam | DE | MEPPEN | 585.6 |  |  | 1974 |  | 38.21% | FALSE
2643 | Hydro | ES | MEQUINENZA | 324 |  |  | 1964 |  |  | FALSE
2644 | Hydro | IT | MERA-I | 22 |  |  | 1949 |  |  | FALSE
2645 | Hydro | NO | MERAKER | 87 |  |  | 1994 |  |  | FALSE
2646 | Hydro | DE | MERCHING | 13.536 |  |  | 1978 |  |  | FALSE
2647 | Biomass | IT | MERCURE | 41 |  |  | 1966 |  |  | FALSE
2648 | Hydro | FR | MERENS | 40.5 |  |  | 1966 |  |  | FALSE
2649 | Hydro | FI | MERIKOSKI | 39 |  |  | 1956 |  |  | FALSE
2650 | Coal | FI | MERI-PORI | 520.8 |  |  | 1994 |  | 43.59% | FALSE
2651 | Hydro | RO | MERISANI | 11.5 |  |  | 1976 |  |  | FALSE
2652 | CCGT | DE | MERKENICH (NORD) | 105.6 |  |  | 1997 |  | 51.33% | FALSE
2653 | Lignite | DE | MERKENICH (NORD) | 80.1412 |  |  | 1959 |  | 31.7% | TRUE
2654 | CCGT | FI | MERTANIEMI | 148.8 |  |  | 1976 |  | 37.33% | FALSE
2655 | CCGT | NL | MERWEDEKANAAL | 410.9184 |  |  | 1978 |  | 38.67% | FALSE
2656 | Hydro | IT | MESE | 151.2 |  |  | 1929 |  |  | FALSE
2657 | Hydro | NO | MESNA | 37.5 |  |  | 1986 |  |  | FALSE
2658 | Hydro | SE | MESSAURE | 456 |  |  | 1965 |  |  | FALSE
2659 | Hydro | CZ | MESTO VAH | 26.3 |  |  | 1952 |  |  | FALSE
2660 | Biomass | IT | MEZZANA BIGLI | 16.6 |  |  | 2009 |  |  | TRUE
2661 | Hydro | IT | MEZZOCORONA | 63.61 |  |  | 1929 |  |  | FALSE
2662 | Waste | DE | MHKW BREMEN | 33 |  |  | 2009 |  |  | TRUE
2663 | Waste | DE | MHKW COBURG | 10.6 |  |  | 1988 |  |  | TRUE
2664 | Waste | DE | MHKW GOPPINGEN | 14.8 |  |  | 2009 |  |  | TRUE
2665 | Waste | DE | MHKW KARNAP | 43.48 |  |  | 1987 |  |  | TRUE
2666 | Waste | DE | MHKW KASSEL | 15 |  |  | 1985 |  |  | TRUE
2667 | Waste | DE | MHKW KASSEL | 10.5 |  |  | 1987 |  |  | FALSE
2668 | Waste | DE | MHKW MANNHEIM | 62.4 |  |  | 2009 |  |  | TRUE
2669 | Waste | DE | MHKW OFFENBACH | 11.8 |  |  | 1970 |  |  | TRUE
2670 | Waste | DE | MHKW ROTHENSEE | 25 |  |  | 2005 |  |  | TRUE
2671 | Waste | DE | MHKW WURZBURG | 23 |  |  | 1984 |  |  | TRUE
2672 | Biomass | ES | MIAJADAS | 16 |  |  | 2010 |  |  | FALSE
2673 | OCGT | NL | MIDDENMEER AGRO CARE | 16.66 |  |  | 2007 |  | 39.52% | TRUE
2674 | OCGT | NL | MIDDENMEER GREENHOUSE | 34.3 |  |  | 2008 |  | 39.78% | TRUE
2675 | OCGT | NL | MIDDENMEER KESGRO | 19.992 |  |  | 2007 |  | 39.52% | TRUE
2676 | OCOT | UK | MIDDLESBROUGH FINE CHEM | 14.308 |  |  | 1972 |  | 30.42% | FALSE
2677 | OilSteam | DE | MIDER REFINERY | 97.152 |  |  | 1996 |  | 45.23% | TRUE
2678 | Hydro | SE | MIDSKOG | 144 |  |  | 1944 |  |  | FALSE
2679 | Coal | PL | MIECHOWICE | 102.3 |  |  | 1954 |  | 30.84% | TRUE
2680 | Coal | PL | MIECHOWICE | 13.95 |  |  | 1998 |  | 44.86% | FALSE
2681 | Hydro | FR | MIEGEBAT | 74.1 |  |  | 1927 |  |  | FALSE
2682 | Coal | PL | MIELEC | 28.3092 |  |  | 1963 |  | 33.71% | TRUE
2683 | Hydro | CH | MIEVILLE | 60 |  |  | 1950 |  |  | FALSE
2684 | Hydro | FR | MIGOELOU | 34.2 |  |  | 1962 |  |  | FALSE
2686 | Hydro | SK | MIKSOVA-1 | 93.6 |  |  | 1963 |  |  | FALSE
2687 | Waste | IT | MILANO SILLA | 65.25 |  |  | 1999 |  |  | FALSE
2688 | GasSteam | IT | MILANO SISAS | 26.88 |  |  | 1994 |  | 44.59% | TRUE
2689 | OilSteam | IT | MILANO SISAS | 24 |  |  | 1969 |  | 36.62% | TRUE
2690 | Coal | IT | MILAZZO | 595.2 |  |  | 1971 |  | 36.26% | FALSE
2691 | OilSteam | IT | MILAZZO LEVANTE | 307.2 |  |  | 1976 |  | 38.85% | FALSE
2692 | CCGT | IT | MILAZZO REFINERY-1 | 48.6528 |  |  | 1990 |  | 46.67% | FALSE
2693 | CCGT | IT | MILAZZO REFINERY-2 | 110.4 |  |  | 1999 |  | 52.67% | FALSE
2694 | OCGT | UK | MILFORD ENERGY | 17.787 |  |  | 1992 |  | 35.62% | TRUE
2695 | Hydro | HR | MILJACKA | 24.9 |  |  | 1906 |  |  | FALSE
2696 | OCGT | UK | MILL NURSERIES | 14.7 |  |  | 1999 |  | 37.44% | TRUE
2697 | Hydro | ES | MILLARES-II | 68 |  |  | 2003 |  |  | FALSE
2698 | Hydro | ES | MILLER-ZUMETA | 27 |  |  | 1957 |  |  | FALSE
2699 | OilSteam | FR | MIMIZAN MILL | 16.704 |  |  | 1954 |  | 31.84% | FALSE
2700 | OCOT | DE | MINDELHEIM | 11.172 |  |  | 1988 |  | 34.58% | FALSE
2701 | Hydro | RO | MINICESTI | 11.5 |  |  | 1975 |  |  | FALSE
2702 | Coal | RO | MINTIA-DEVA | 1171.8 |  |  | 1969 |  | 35.62% | FALSE
2703 | OCGT | IT | MIRAFIORI NORD | 22.246 |  |  | 1988 |  | 34.58% | FALSE
2704 | Hydro | ES | MIRANDA CANTABRICO | 64.8 |  |  | 1962 |  |  | FALSE
2705 | OCGT | ES | MIRANDA DE EBRO | 37.5732 |  |  | 1994 |  | 36.14% | TRUE
2706 | Hydro | PT | MIRANDA DOURO | 369.52 |  |  | 1960 |  |  | FALSE
2707 | OilSteam | DE | MIRO REFINERY | 27.072 |  |  | 1978 |  | 39.49% | TRUE
2708 | CCGT | HU | MISKOLC | 48 |  |  | 2008 |  | 58.67% | FALSE
2709 | OCGT | HU | MISKOLC | 19.11 |  |  | 2003 |  | 38.48% | TRUE
2710 | CCGT | DE | MITSUBISHI HITEC | 36.288 |  |  | 2005 |  | 56.67% | FALSE
2711 | Hydro | SE | MITTAN | 98.2 |  |  | 1974 |  |  | FALSE
2712 | CCGT | DE | MITTE BERLIN | 370.56 |  |  | 1997 |  | 51.33% | FALSE
2713 | GasSteam | DE | MITTELSBUREN | 336 |  |  | 1973 |  | 37.89% | FALSE
2714 | OCGT | DE | MITTELSBUREN | 78.4 |  |  | 1974 |  | 30.94% | FALSE
2715 | Coal | CZ | MLADA BOLESLAV | 83.7 |  |  | 1999 |  | 45.18% | TRUE
2716 | Hydro | NO | MO OG REFSDAL | 12 |  |  | 2000 |  |  | FALSE
2717 | Lignite | DE | MOABIT | 93.84 |  |  | 1990 |  | 41% | TRUE
2718 | OCOT | DE | MOABIT | 49.98 |  |  | 1972 |  | 30.42% | FALSE
2719 | GasSteam | DE | MOCHENWANGEN MILL | 11.2512 |  |  | 1982 |  | 40.76% | TRUE
2720 | Nuclear | SK | MOCHOVCE 1&2 | 893 |  |  | 1999 |  | 33% | FALSE
2721 | Hydro | SE | MOCKFJARD | 46 |  |  | 1960 |  |  | FALSE
2722 | CCGT | IT | MODUGNO SORGENIA | 739.2 |  |  | 2010 |  | 60% | FALSE
2723 | OilSteam | BE | MOERBEKE-WAAS | 18.24 |  |  | 1971 |  | 37.26% | FALSE
2724 | CCGT | NL | MOERDIJK AZN | 343.872 |  |  | 1995 |  | 50% | FALSE
2725 | Biomass | NL | MOERDIJK BIOMASS | 36 |  |  | 2008 |  |  | FALSE
2726 | Hydro | NO | MOFLAT | 29 |  |  | 1955 |  |  | FALSE
2727 | Hydro | SE | MOFORSEN | 138.9 |  |  | 1968 |  |  | FALSE
2728 | Coal | BE | MOL | 241.8 |  |  | 1962 |  | 33.39% | TRUE
2729 | Biomass | IT | MOLFETTA POWERFLOR | 36 |  |  | 2010 |  |  | TRUE
2730 | Hydro | IT | MOLINE-VICOFORTE | 24.74 |  |  | 1929 |  |  | FALSE
2731 | Hydro | IT | MOLINI DI TURES | 15.2 |  |  | 1959 |  |  | FALSE
2732 | OCGT | IT | MOLISE | 176.4 |  |  | 1990 |  | 35.1% | FALSE
2733 | Hydro | BG | MOMINA KLISSURA | 124 |  |  | 1971 |  |  | FALSE
2734 | Hydro | IT | MONASTERO | 56 |  |  | 1963 |  |  | FALSE
2735 | CCGT | IT | MONCALIERI | 480 |  |  | 2005 |  | 56.67% | FALSE
2736 | GasSteam | IT | MONCALIERI | 126.72 |  |  | 1966 |  | 35.66% | TRUE
2737 | OCGT | IT | MONCALIERI | 34.3 |  |  | 1975 |  | 31.2% | FALSE
2738 | Hydro | FR | MONCEAUX-LA-VIROLE | 15 |  |  | 1946 |  |  | FALSE
2739 | GasSteam | UK | MONCKTON COKE WORKS | 11.808 |  |  | 1998 |  | 45.86% | TRUE
2740 | Coal | IE | MONEYPOINT | 850.95 |  |  | 1985 |  | 40.72% | FALSE
2741 | Coal | IT | MONFALCONE | 312.48 |  |  | 1965 |  | 34.34% | FALSE
2742 | OilSteam | IT | MONFALCONE | 614.4 |  |  | 1983 |  | 41.08% | FALSE
2743 | Hydro | IT | MONGIOVE | 50 |  |  | 1965 |  |  | FALSE
2744 | CCGT | NO | MONGSTAD REFINERY | 268.8 |  |  | 2009 |  | 59.33% | TRUE
2745 | Hydro | FR | MONISTROL-D'ALLIER | 31.6 |  |  | 1941 |  |  | FALSE
2746 | Biomass | IT | MONOPOLI | 24 |  |  | 2004 |  |  | TRUE
2747 | Biomass | IT | MONOPOLI | 100.02 |  |  | 2008 |  |  | FALSE
2748 | CCGT | IT | MONOPOLI | 11.52 |  |  | 2008 |  | 58.67% | FALSE
2749 | Hydro | BE | MONSIN | 20.07 |  |  | 1954 |  |  | FALSE
2750 | OCGT | BE | MONSIN | 85.75 |  |  | 1983 |  | 33.28% | FALSE
2751 | Biomass | SE | MONSTERAS MILL | 83 |  |  | 1995 |  |  | TRUE
2752 | Hydro | FR | MONTAHUT | 103.23 |  |  | 1964 |  |  | FALSE
2753 | GasSteam | IT | MONTALTO DI CASTRO | 2534.4 |  |  | 1995 |  | 44.91% | FALSE
2754 | OCGT | IT | MONTALTO DI CASTRO | 940.8 |  |  | 1991 |  | 35.36% | FALSE
2755 | PSP | ES | MONTAMARA | 88 | 88 | 704 | 1974 |  |  | FALSE
2756 | Hydro | FI | MONTAN VOIMALAITOS | 42.6 |  |  | 1956 |  |  | FALSE
2757 | GasSteam | ES | MONTANANA MILL | 46.08 |  |  | 1996 |  | 45.23% | TRUE
2758 | OCGT | ES | MONTANANA MILL | 22.344 |  |  | 1998 |  | 37.18% | TRUE
2759 | Hydro | CH | MONTBOVON | 12.72 |  |  | 1972 |  |  | FALSE
2760 | Hydro | CH | MONTCHERAND | 15.6 |  |  | 1950 |  |  | FALSE
2761 | OilSteam | PT | MONTE DE BARCA DAI | 13.152 |  |  | 2006 |  | 48.41% | TRUE
2762 | Hydro | IT | MONTE S ANGELO | 62 |  |  | 1958 |  |  | FALSE
2763 | PSP | IT | MONTE S ANGELO | 168.28 | 168.28 | 1346.24 | 1970 |  |  | FALSE
2764 | Hydro | ES | MONTEFURADO | 38.4 |  |  | 1954 |  |  | FALSE
2765 | CCGT | IT | MONTELL SHELL | 96 |  |  | 2000 |  | 53.33% | FALSE
2766 | Hydro | IT | MONTELUNGO | 35.2 |  |  | 1953 |  |  | FALSE
2767 | OCOT | IT | MONTEMARTINI | 76.734 |  |  | 1973 |  | 30.68% | FALSE
2768 | OCOT | FR | MONTEREAU | 245 |  |  | 2010 |  | 40.3% | FALSE
2769 | Geothermal | IT | MONTEVERDI | 40 |  |  | 1997 |  |  | FALSE
2770 | Hydro | FR | MONTEYNARD | 364 |  |  | 1962 |  |  | FALSE
2771 | PSP | FR | MONTEZIC | 920 | 920 | 7360 | 1982 |  |  | FALSE
2772 | Hydro | FR | MONTFERMY | 14.7 |  |  | 1986 |  |  | FALSE
2773 | CCGT | CH | MONTHEY ATEL | 52.8 |  |  | 2009 |  | 59.33% | TRUE
2774 | OCGT | CH | MONTHEY WORKS | 26.95 |  |  | 1977 |  | 31.72% | FALSE
2775 | Waste | CH | MONTHEY WTE | 10.7 |  |  | 1976 |  |  | FALSE
2776 | Hydro | IT | MONTJOVET | 50 |  |  | 1966 |  |  | FALSE
2777 | Hydro | FR | MONT-LARRON | 10.7 |  |  | 1954 |  |  | FALSE
2778 | OCGT | FR | MONTOIR-DE-BRETAGNE FINER | 43.12 |  |  | 2000 |  | 37.7% | TRUE
2779 | CCGT | FR | MONTOIR-DE-BRETAGNE GDF | 417.6 |  |  | 2011 |  | 60.67% | FALSE
2780 | Hydro | IT | MONTORIO | 110.1 |  |  | 1955 |  |  | FALSE
2781 | Hydro | FR | MONTPEZAT | 133.7 |  |  | 1950 |  |  | FALSE
2782 | Hydro | FR | MONTRIGON | 11.28 |  |  | 1984 |  |  | FALSE
2783 | Hydro | FR | MONT-VAUTHIER | 19.5 |  |  | 1966 |  |  | FALSE
2784 | Biomass | ES | MONZON EW | 14.8 |  |  | 2004 |  |  | TRUE
2785 | OCOT | DE | MOORBURG | 155.134 |  |  | 1980 |  | 32.5% | FALSE
2786 | PSP | ES | MORALETS | 221.4 | 221.4 | 1771.2 | 1985 |  |  | FALSE
2787 | Hydro | IT | MORASCO | 45.6 |  |  | 1953 |  |  | FALSE
2788 | Lignite | RS | MORAVA | 115 |  |  | 1969 |  | 34.7% | FALSE
2789 | Lignite | CZ | MORAVSKE TEPLARNY | 53.36 |  |  | 1996 |  | 42.8% | TRUE
2790 | OCGT | IT | MORBEGNO | 14.2688 |  |  | 2006 |  | 39.26% | TRUE
2791 | Hydro | CH | MOREL | 38 |  |  | 1965 |  |  | FALSE
2792 | Hydro | CH | MOREL RHOWAG | 51 |  |  | 1943 |  |  | FALSE
2793 | Hydro | IT | MORINO | 11.5 |  |  | 1942 |  |  | FALSE
2794 | Hydro | CH | MOROBBIA | 15 |  |  | 1970 |  |  | FALSE
2795 | Hydro | NO | MORRE | 13.7 |  |  | 1977 |  |  | FALSE
2796 | Hydro | SE | MORSIL | 44 |  |  | 1953 |  |  | FALSE
2797 | Biomass | SE | MOSKOGEN | 31.5 |  |  | 2009 |  |  | TRUE
2798 | Hydro | IT | MOSO | 26 |  |  | 2007 |  |  | FALSE
2799 | GasSteam | HU | MOSON WORKS | 10.272 |  |  | 1964 |  | 35.02% | FALSE
2800 | Hydro | UK | MOSSFORD | 24 |  |  | 1957 |  |  | FALSE
2801 | Hydro | BA | MOSTAR | 70.8 |  |  | 1987 |  |  | FALSE
2802 | Hydro | BA | MOSTARSKO BLATA | 61 |  |  | 2010 |  |  | FALSE
2803 | Hydro | SI | MOSTE | 21.1 |  |  | 1952 |  |  | FALSE
2804 | Hydro | NO | MOSVIK | 37 |  |  | 1984 |  |  | FALSE
2805 | Coal | PL | MOSZCZENICA | 27.9 |  |  | 1968 |  | 35.3% | TRUE
2806 | CCGT | ES | MOTRIL MILL | 47.2176 |  |  | 2001 |  | 54% | TRUE
2807 | Hydro | RO | MOTRU | 50 |  |  | 1979 |  |  | FALSE
2808 | Hydro | CH | MOTTEC | 69 |  |  | 1958 |  |  | FALSE
2809 | Hydro | FR | MOTZ | 35.5 |  |  | 1982 |  |  | FALSE
2810 | Hydro | FR | MOULINS D'ALLEVARD | 10.4 |  |  | 1977 |  |  | FALSE
2811 | Biomass | BE | MOUSCRON | 17.7 |  |  | 2007 |  |  | TRUE
2812 | Hydro | FR | MOUTHIER | 16.9 |  |  | 1953 |  |  | FALSE
2813 | Hydro | FR | MOUX | 23.2 |  |  | 1949 |  |  | FALSE
2814 | Hydro | RO | MOVILENI | 42.16 |  |  | 2009 |  |  | FALSE
2815 | Hydro | IT | MUCONE-I | 101.44 |  |  | 1953 |  |  | FALSE
2816 | Hydro | IT | MUCONE-II | 54 |  |  | 1955 |  |  | FALSE
2817 | Hydro | DE | MUDEN | 14.96 |  |  | 1965 |  |  | FALSE
2818 | Nuclear | CH | MUEHLEBERG | 353.4 |  |  | 1971 |  | 33% | FALSE
2819 | Hydro | CH | MUEHLEBERG WKW | 40 |  |  | 1920 |  |  | FALSE
2820 | OCOT | ES | MUGARDOS FORESTAL | 24.892 |  |  | 1997 |  | 36.92% | TRUE
2821 | Hydro | AT | MUHLRADING REBUILD | 24.8 |  |  | 1991 |  |  | FALSE
2822 | Hydro | DE | MUHLTAL | 12.99 |  |  | 1927 |  |  | FALSE
2823 | OCGT | FR | MULHOUSE COGETHERM | 20.58 |  |  | 1998 |  | 37.18% | TRUE
2824 | OCOT | FR | MULHOUSE PEUGEOT | 23.422 |  |  | 1974 |  | 30.94% | FALSE
2825 | Lignite | DE | MUMSDORF | 101.2 |  |  | 1968 |  | 34.4% | TRUE
2826 | Coal | DE | MUNCHEN NORD | 362.7 |  |  | 1992 |  | 42.95% | TRUE
2827 | CCGT | DE | MUNCHEN SUD | 727.68 |  |  | 1979 |  | 39.33% | FALSE
2828 | Hydro | SE | MUNKFORS | 33 |  |  | 1993 |  |  | FALSE
2829 | Biomass | SE | MUNKSUND MILL | 23 |  |  | 2001 |  |  | TRUE
2830 | Coal | DE | MUNSTER NEUBAU | 65.1 |  |  | 1981 |  | 39.44% | TRUE
2831 | Hydro | RO | MUNTENI-I | 58 |  |  | 1988 |  |  | FALSE
2832 | GasSteam | RO | MURES | 595.2 |  |  | 1963 |  | 34.71% | FALSE
2833 | Coal | FI | MUSSALO | 237.15 |  |  | 1966 |  | 34.66% | FALSE
2834 | OCGT | FI | MUSSALO | 61.74 |  |  | 1994 |  | 36.14% | FALSE
2835 | Waste | DE | MVA BREMEN | 36 |  |  | 2003 |  |  | TRUE
2836 | Waste | DE | MVA SCHWANDORF | 54 |  |  | 1982 |  |  | TRUE
2837 | Waste | DE | MVA WUPPERTAL | 40 |  |  | 1974 |  |  | TRUE
2838 | Waste | AT | MVA ZISTERSDORF | 12.18 |  |  | 2009 |  |  | TRUE
2839 | Hydro | NO | MYKSTUFOSS | 48 |  |  | 1964 |  |  | FALSE
2840 | Hydro | FI | MYLLYKOSKI MILL | 29.4 |  |  | 1997 |  |  | FALSE
2841 | Hydro | NO | MYSTER | 107 |  |  | 1987 |  |  | FALSE
2842 | Coal | PL | MYSZKOW | 10.23 |  |  | 1993 |  | 43.27% | FALSE
2843 | Coal | FI | NAANTALI | 232.5 |  |  | 1964 |  | 34.02% | TRUE
2844 | Coal | FI | NAANTALI | 116.25 |  |  | 1960 |  | 32.75% | FALSE
2845 | OCOT | FI | NAANTALI GT | 39.2 |  |  | 1977 |  | 31.72% | FALSE
2846 | Lignite | CZ | NACHOD | 11.04 |  |  | 1969 |  | 34.7% | TRUE
2847 | Hydro | NO | NADDVIK | 100 |  |  | 1987 |  |  | FALSE
2848 | CCGT | DK | NAESTVED SK | 35.328 |  |  | 1995 |  | 50% | FALSE
2849 | Biomass | FI | NAISTENLAHTI | 60 |  |  | 1977 |  |  | FALSE
2850 | CCGT | FI | NAISTENLAHTI | 57.6 |  |  | 2000 |  | 53.33% | FALSE
2851 | OCGT | FI | NAISTENLAHTI | 74.382 |  |  | 2000 |  | 37.7% | TRUE
2852 | OCGT | NL | NAM EMMEN | 11.3386 |  |  | 1988 |  | 34.58% | TRUE
2853 | Hydro | SE | NAMFORSEN | 113 |  |  | 1973 |  |  | FALSE
2854 | OCGT | FR | NANGIS SUGAR FACTORY | 12.25 |  |  | 1995 |  | 36.4% | TRUE
2855 | Hydro | UK | NANT | 15 |  |  | 1963 |  |  | FALSE
2856 | OCGT | FR | NANTERRE CHP | 29.4 |  |  | 2008 |  | 39.78% | TRUE
2857 | GasSteam | FR | NANTERRE MILL | 10.56 |  |  | 1964 |  | 35.02% | FALSE
2858 | OCGT | FR | NANTERRE MILL | 42.63 |  |  | 2001 |  | 37.96% | TRUE
2859 | CCGT | IT | NAPOLI LEVANTE | 364.8 |  |  | 2009 |  | 59.33% | FALSE
2860 | Coal | ES | NARCEA | 553.35 |  |  | 1965 |  | 34.34% | FALSE
2861 | Hydro | IT | NARNI | 44.8 |  |  | 1958 |  |  | FALSE
2862 | Hydro | SE | NAS | 12 |  |  | 1979 |  |  | FALSE
2863 | Hydro | SE | NASAFORSEN | 12 |  |  | 1936 |  |  | FALSE
2864 | PSP | AT | NASSFELD | 28.8 | 28.8 | 230.4 | 1982 |  |  | FALSE
2865 | Hydro | IT | NATURNO | 220.58 |  |  | 1963 |  |  | FALSE
2866 | Hydro | SE | NAVEREDE | 68 |  |  | 1955 |  |  | FALSE
2867 | OCOT | ES | NAVIA PLANT | 24.696 |  |  | 1998 |  | 37.18% | TRUE
2868 | OilSteam | RO | NAVODARI | 96 |  |  | 1984 |  | 41.4% | TRUE
2869 | Hydro | IT | NAZZANO | 17.01 |  |  | 1956 |  |  | FALSE
2870 | OCGT | FR | N-D-GRAVENCHON | 11.76 |  |  | 1989 |  | 34.84% | TRUE
2871 | Hydro | NO | NEA | 176.9 |  |  | 1960 |  |  | FALSE
2872 | Hydro | CZ | NECHRANICE | 11.88 |  |  | 1963 |  |  | FALSE
2873 | Nuclear | DE | NECKAR | 1330 |  |  | 1989 | 2022 | 33% | FALSE
2874 | Hydro | NO | NEDALSFOSS | 26 |  |  | 1974 |  |  | FALSE
2875 | Hydro | SE | NEDEREDE | 16 |  |  | 1958 |  |  | FALSE
2876 | Hydro | NO | NEDRE LEIRFOSS | 11.5 |  |  | 1919 |  |  | FALSE
2877 | Hydro | NO | NEDRE NEA | 66 |  |  | 1989 |  |  | FALSE
2878 | Hydro | NO | NEDRE ROSSAGA | 250 |  |  | 1953 |  |  | FALSE
2879 | Hydro | NO | NEDRE TESSA | 19.7 |  |  | 1942 |  |  | FALSE
2880 | Hydro | NO | NEDRE VINSTRA | 275 |  |  | 1953 |  |  | FALSE
2881 | Hydro | DE | NEEF | 16 |  |  | 1966 |  |  | FALSE
2882 | GasSteam | BG | NEFTOCHIM REFINERY | 62.4 |  |  | 1976 |  | 38.85% | TRUE
2883 | GasSteam | BG | NEFTOCHIM REFINERY | 144.96 |  |  | 1962 |  | 34.39% | FALSE
2884 | OilSteam | MK | NEGOTINO | 201.6 |  |  | 1978 |  | 39.49% | FALSE
2885 | Hydro | RO | NEHOIASU-SIRIU | 32 |  |  | 1988 |  |  | FALSE
2886 | Hydro | IT | NEMBIA | 13.5 |  |  | 1957 |  |  | FALSE
2887 | Hydro | CH | NENDAZ | 408 |  |  | 1959 |  |  | FALSE
2888 | Hydro | FR | NENTILLA | 54 |  |  | 1971 |  |  | FALSE
2889 | CCGT | IT | NERA MONTORO | 48 |  |  | 1997 |  | 51.33% | FALSE
2890 | Hydro | IT | NERA MONTORO HYDRO | 28.4 |  |  | 1993 |  |  | FALSE
2891 | OCGT | NL | NEREFCO REFINERY | 13.72 |  |  | 1982 |  | 33.02% | TRUE
2892 | Hydro | NO | NES | 250 |  |  | 1967 |  |  | FALSE
2893 | PSP | CH | NESTIL-TIERFEHD | 141 | 141 | 1128 | 2008 |  |  | FALSE
2894 | Hydro | CH | NEU-BANNWIL | 25.26 |  |  | 1970 |  |  | FALSE
2895 | Lignite | DE | NEUBRANDENBURG | 22.08 |  |  | 1968 |  | 34.4% | TRUE
2896 | CCGT | DE | NEUBRANDENBURG GUD | 72 |  |  | 1996 |  | 50.67% | FALSE
2897 | Hydro | CH | NEUBRIGG | 26 |  |  | 1965 |  |  | FALSE
2898 | OilSteam | AT | NEUDORF/WERNDORF | 168 |  |  | 1975 |  | 38.53% | TRUE
2899 | Biomass | DE | NEUMARKT PFLEIDERER | 17 |  |  | 1997 |  |  | TRUE
2900 | Coal | DE | NEUMUNSTER | 23.25 |  |  | 1982 |  | 39.76% | TRUE
2901 | Coal | DE | NEUMUNSTER | 32.55 |  |  | 1974 |  | 37.21% | FALSE
2902 | Waste | DE | NEUNKIRCHEN WTE | 12 |  |  | 1998 |  |  | FALSE
2903 | Hydro | DE | NEUOTTING | 24.99 |  |  | 1951 |  |  | FALSE
2904 | Lignite | DE | NEURATH | 1932 |  |  | 1972 |  | 35.6% | FALSE
2905 | OCGT | DE | NEUSS MILL | 10.682 |  |  | 1993 |  | 35.88% | TRUE
2906 | Hydro | FR | NEUVIC-D'USSEL | 22 |  |  | 1945 |  |  | FALSE
2907 | OCGT | UK | NEWCASTLE-UPON-TYNE | 50.47 |  |  | 1998 |  | 37.18% | TRUE
2908 | Hydro | DE | NIEDERAICHBACH | 12.8 |  |  | 1951 |  |  | FALSE
2909 | Lignite | DE | NIEDERAUSSEM | 3519.92 |  |  | 1962 |  | 32.6% | FALSE
2910 | Hydro | CH | NIEDERRIED-RADELFINGEN | 15 |  |  | 1963 |  |  | FALSE
2911 | PSP | DE | NIEDERWARTHA | 120 | 120 | 960 | 1957 |  |  | FALSE
2912 | PSP | PL | NIEDZICA | 92.1 | 92.1 | 736.8 | 1997 |  |  | FALSE
2913 | CCGT | DE | NIEHL | 388.8 |  |  | 2005 |  | 56.67% | FALSE
2914 | Lignite | RS | NIKOLA TESLA | 2659.26 |  |  | 1970 |  | 35% | FALSE
2915 | Hydro | SE | NISSASTROMS | 11.2 |  |  | 1950 |  |  | FALSE
2916 | Hydro | RO | NOAPTES | 15.4 |  |  | 1973 |  |  | FALSE
2917 | Nuclear | FR | NOGENT | 2589.7 |  |  | 1987 |  | 33% | FALSE
2918 | CCGT | FI | NOKIA | 67.008 |  |  | 1997 |  | 51.33% | TRUE
2919 | Hydro | NO | NOMELAND | 28 |  |  | 1920 |  |  | FALSE
2920 | OCOT | BE | NOORDSCHOTE | 19.6 |  |  | 1971 |  | 30.16% | FALSE
2921 | GasSteam | DE | NORDHORN RAWE | 9.911 |  |  | 1980 |  | 40.12% | TRUE
2922 | Coal | DK | NORDJYLLANDSVAERKET | 688.2 |  |  | 1977 |  | 38.17% | TRUE
2923 | Coal | DK | NORDJYLLANDSVAERKET | 127.41 |  |  | 1967 |  | 34.98% | FALSE
2924 | OCOT | DK | NORDJYLLANDSVAERKET | 23.52 |  |  | 1976 |  | 31.46% | FALSE
2925 | Waste | DE | NORDWESTSTADT | 56.6 |  |  | 1966 |  |  | FALSE
2926 | Hydro | NO | NORE-I | 200 |  |  | 1928 |  |  | FALSE
2927 | Hydro | NO | NORE-II | 52 |  |  | 1955 |  |  | FALSE
2928 | Hydro | SE | NORRANGE | 48 |  |  | 1964 |  |  | FALSE
2929 | CCGT | IE | NORTH WALL | 159.36 |  |  | 1982 |  | 41.33% | FALSE
2930 | OCGT | IE | NORTH WALL | 101.92 |  |  | 1983 |  | 33.28% | FALSE
2931 | Hydro | SK | NOSICE | 67.5 |  |  | 1957 |  |  | FALSE
2932 | Lignite | DE | NOSSENER | 71.3 |  |  | 1966 |  | 33.8% | TRUE
2933 | CCGT | DE | NOSSENER BRUECKE | 257.28 |  |  | 1995 |  | 50% | FALSE
2934 | OilSteam | BE | NOTRE DAME FACTORY | 12.096 |  |  | 1972 |  | 37.58% | FALSE
2935 | Hydro | FR | NOUAUX | 19 |  |  | 1949 |  |  | FALSE
2936 | Lignite | SK | NOVAKY | 29.44 |  |  | 1957 |  | 31.1% | TRUE
2937 | Lignite | SK | NOVAKY | 447.12 |  |  | 1964 |  | 33.2% | FALSE
2938 | CCGT | IT | NOVARA | 99.84 |  |  | 2004 |  | 56% | TRUE
2939 | Hydro | IT | NOVE | 45 |  |  | 1925 |  |  | FALSE
2940 | Hydro | SK | NOVE MESTO | 25.5 |  |  | 1953 |  |  | FALSE
2941 | Hydro | IT | NOVE NUOVA | 65 |  |  | 1971 |  |  | FALSE
2942 | OilSteam | RS | NOVI SAD | 235.2 |  |  | 1981 |  | 40.44% | TRUE
2943 | Hydro | NO | NOVLE | 45 |  |  | 1967 |  |  | FALSE
2944 | CCGT | PL | NOWA SARZYNA | 114.24 |  |  | 2000 |  | 53.33% | FALSE
2945 | CCGT | IT | NUCE NORD | 357.12 |  |  | 2010 |  | 60% | FALSE
2946 | CCGT | IT | NUCE SUD | 113.28 |  |  | 1975 |  | 36.67% | FALSE
2947 | Hydro | ES | NUESTRA AGAVANZAL | 24 |  |  | 1995 |  |  | FALSE
2948 | OCGT | ES | NUFRI PLANT | 19.0316 |  |  | 1997 |  | 36.92% | TRUE
2949 | OCGT | ES | NULES PLANT | 13.132 |  |  | 1991 |  | 35.36% | TRUE
2950 | Hydro | PT | NUNES | 11.2 |  |  | 1994 |  |  | FALSE
2951 | Hydro | FI | NUOJUA | 81 |  |  | 1954 |  |  | FALSE
2952 | Hydro | CH | NUOVA BIASCHINA | 135 |  |  | 1966 |  |  | FALSE
2953 | Geothermal | IT | NUOVA CASTELNUOVO | 14.5 |  |  | 2000 |  |  | FALSE
2954 | Hydro | IT | NUOVA CERETTI | 10.56 |  |  | 1999 |  |  | FALSE
2955 | Geothermal | IT | NUOVA LAGONI ROSSI | 12 |  |  | 2009 |  |  | FALSE
2956 | Geothermal | IT | NUOVA MOLINETTO | 20 |  |  | 2002 |  |  | FALSE
2957 | Geothermal | IT | NUOVA SAN MARTIN | 40 |  |  | 2005 |  |  | FALSE
2958 | Geothermal | IT | NUOVA SASSO | 14.1 |  |  | 1998 |  |  | FALSE
2959 | Geothermal | IT | NUOVA SERRAZZANO | 60 |  |  | 2002 |  |  | FALSE
2960 | OCGT | DE | NURNBERG MAUL | 24.108 |  |  | 1994 |  | 36.14% | TRUE
2961 | Hydro | DE | NUSSDORF | 48 |  |  | 1982 |  |  | FALSE
2962 | Hydro | NO | NYE FUNNA | 20.57 |  |  | 2008 |  |  | FALSE
2963 | Hydro | NO | NYE TYIN | 360 |  |  | 2004 |  |  | FALSE
2964 | PSP | NO | NYGARD BKK | 60 | 60 | 480 | 2005 |  |  | FALSE
2965 | Hydro | NO | NYGARD NARVIK | 23.23 |  |  | 1974 |  |  | FALSE
2966 | OCGT | NO | NYHAMNA | 147 |  |  | 2009 |  | 40.04% | FALSE
2967 | CCGT | HU | NYIREGYHAZA | 45.216 |  |  | 2007 |  | 58% | TRUE
2968 | OCGT | DK | NYKOBING MORS | 11.1132 |  |  | 1988 |  | 34.58% | TRUE
2969 | Hydro | DE | OBERAUDORF-EBBS | 63.7 |  |  | 1992 |  |  | FALSE
2970 | CCGT | DE | OBERBRUCH | 22.08 |  |  | 2004 |  | 56% | FALSE
2971 | Hydro | AT | OBERE SILL | 18 |  |  | 1928 |  |  | FALSE
2972 | OCGT | DE | OBERHAUSEN | 24.5 |  |  | 1995 |  | 36.4% | TRUE
2973 | Waste | DE | OBERHAUSEN MVA | 41.6 |  |  | 1997 |  |  | FALSE
2974 | Lignite | DE | OBERHAVEL | 184 |  |  | 1961 |  | 32.3% | TRUE
2975 | GasSteam | DE | OBERKIRCH | 55.9853 |  |  | 1980 |  | 40.12% | TRUE
2976 | Hydro | CH | OBERMATT | 29.7 |  |  | 1963 |  |  | FALSE
2977 | Hydro | DE | OBERNACH | 12.8 |  |  | 1957 |  |  | FALSE
2978 | Hydro | DE | OBERPEICHING | 12.3 |  |  | 1954 |  |  | FALSE
2979 | OCGT | DE | OBERSCHMITTEN MILL | 10.388 |  |  | 1993 |  | 35.88% | TRUE
2980 | GasSteam | DE | OBERTSROT | 10.656 |  |  | 1975 |  | 38.53% | TRUE
2981 | Hydro | AT | OBERVERMUNT | 29 |  |  | 1943 |  |  | FALSE
2982 | Hydro | AT | OBERVOGAU | 14.97 |  |  | 1977 |  |  | FALSE
2983 | GasSteam | HU | OBUDA | 18.24 |  |  | 1967 |  | 35.98% | TRUE
2984 | Biomass | UK | OCKENDON LANDFILL | 12.404 |  |  | 1992 |  |  | FALSE
2985 | OCOT | DK | ODENSE HARBOUR | 19.796 |  |  | 1932 |  | 20.02% | FALSE
2986 | Waste | DK | ODENSE WTE | 29.4 |  |  | 1996 |  |  | TRUE
2987 | GasSteam | DE | OFFSTEIN FACTORY | 15.84 |  |  | 1981 |  | 40.44% | FALSE
2988 | Hydro | RO | OIESTI | 15 |  |  | 1967 |  |  | FALSE
2989 | Hydro | SE | OJEFORSEN | 28.3 |  |  | 1969 |  |  | FALSE
2990 | Hydro | NO | OKSEBOTN | 11.4 |  |  | 1988 |  |  | FALSE
2991 | Hydro | NO | OKSLA | 215 |  |  | 1980 |  |  | FALSE
2992 | Nuclear | UK | OLDBURY | 594.7 |  |  | 1968 |  | 33% | FALSE
2993 | Hydro | SE | OLDEN (KORSSELBRANNA) | 130 |  |  | 1961 |  |  | FALSE
2994 | Hydro | NO | OLDEREID | 14.4 |  |  | 1952 |  |  | FALSE
2995 | Coal | BE | OLEN COPPER | 18.6 |  |  | 1985 |  | 40.72% | FALSE
2996 | OCGT | BE | OLEN COPPER | 13.72 |  |  | 2009 |  | 40.04% | TRUE
2997 | Hydro | FR | OLETTE | 12 |  |  | 1948 |  |  | FALSE
2998 | CCGT | ES | OLEXTRA | 16.8672 |  |  | 2002 |  | 54.67% | FALSE
2999 | Hydro | ES | OLIANA | 38.38 |  |  | 1956 |  |  | FALSE
3000 | Hydro | SE | OLIDAN | 94.8 |  |  | 1910 |  |  | FALSE
3001 | Hydro | CH | OLIVONE | 96 |  |  | 1962 |  |  | FALSE
3002 | PSP | NO | OLJUSJOEN | 50.5 | 50.5 | 404 | 1973 |  |  | FALSE
3003 | Nuclear | FI | OLKILUOTO | 1729 |  |  | 1979 |  | 33% | FALSE
3004 | OCOT | FI | OLKILUOTO GT | 98 |  |  | 2007 |  | 39.52% | FALSE
3005 | Lignite | CZ | OLOMOUC | 37.72 |  |  | 1998 |  | 43.4% | TRUE
3006 | Coal | PL | OLSZTYN | 23.25 |  |  | 1985 |  | 40.72% | TRUE
3007 | OCGT | FR | OMNITHERM CHP | 10.2704 |  |  | 2001 |  | 37.96% | TRUE
3008 | OCGT | ES | ONDA COMPACGLASS | 23.52 |  |  | 1998 |  | 37.18% | TRUE
3009 | Coal | RO | ONESTI | 139.5 |  |  | 1981 |  | 39.44% | TRUE
3011 | Biomass | BE | OOSTENDE BIOMASSA | 12.8 |  |  | 2005 |  |  | TRUE
3012 | Biomass | BE | OOSTROZEBEKE | 26 |  |  | 2010 |  |  | TRUE
3013 | Coal | PL | OPALENICA | 14.322 |  |  | 1942 |  | 27.01% | TRUE
3014 | Lignite | CZ | OPATOVICE | 113.16 |  |  | 1959 |  | 31.7% | TRUE
3015 | Lignite | CZ | OPATOVICE | 220.8 |  |  | 1958 |  | 31.4% | FALSE
3016 | Coal | PL | OPOLE | 1385.7 |  |  | 1993 |  | 43.27% | FALSE
3017 | Hydro | AT | OPPONITZ | 11.07 |  |  | 1995 |  |  | FALSE
3018 | Lignite | RO | ORADEA | 326.6 |  |  | 1966 |  | 33.8% | TRUE
3019 | Hydro | FR | ORAISON | 192.5 |  |  | 1961 |  |  | FALSE
3020 | Hydro | SK | ORAVA | 21.74 |  |  | 1953 |  |  | FALSE
3021 | Waste | FR | OREADE | 17 |  |  | 2004 |  |  | FALSE
3022 | Hydro | ES | ORELLANA GUADIANA | 18.53 |  |  | 1961 |  |  | FALSE
3023 | Hydro | FR | ORELLE | 70 |  |  | 1971 |  |  | FALSE
3024 | CCGT | SE | ORESUNDVERKET | 422.4 |  |  | 2009 |  | 59.33% | FALSE
3025 | OCGT | SE | ORESUNDVERKET | 129.36 |  |  | 1971 |  | 30.16% | FALSE
3026 | Hydro | BG | ORFEUS | 120 |  |  | 1971 |  |  | FALSE
3027 | Hydro | IT | ORICHELLA | 150.4 |  |  | 1980 |  |  | FALSE
3028 | Hydro | RO | ORLEA | 11.5 |  |  | 1991 |  |  | FALSE
3029 | Hydro | CZ | ORLIK | 364 |  |  | 1961 |  |  | FALSE
3030 | Hydro | HR | ORLOVAC | 237 |  |  | 1974 |  |  | FALSE
3031 | Hydro | FR | ORLU | 88.6 |  |  | 1957 |  |  | FALSE
3032 | OCOT | FR | ORLY | 24.304 |  |  | 1970 |  | 29.9% | FALSE
3033 | Hydro | NO | ORMSETFOSS | 40 |  |  | 1988 |  |  | FALSE
3034 | Lignite | HU | OROSZLANY | 230 |  |  | 1961 |  | 32.3% | FALSE
3035 | Hydro | UK | ORRIN | 18 |  |  | 1959 |  |  | FALSE
3036 | Hydro | CH | ORSIERES | 24 |  |  | 1958 |  |  | FALSE
3037 | Hydro | NO | ORTEREN | 10.2 |  |  | 1967 |  |  | FALSE
3038 | CCGT | IT | ORTONA TAMARETE | 104.064 |  |  | 2010 |  | 60% | TRUE
3039 | Hydro | ES | OS PEARES-I | 159 |  |  | 1953 |  |  | FALSE
3040 | Hydro | NO | OSA | 90 |  |  | 1981 |  |  | FALSE
3041 | Hydro | NO | OSBU | 20 |  |  | 1958 |  |  | FALSE
3042 | OCOT | HR | OSIJEK | 49 |  |  | 1976 |  | 31.46% | TRUE
3043 | OilSteam | HR | OSIJEK | 43.2 |  |  | 1985 |  | 41.72% | TRUE
3044 | GasSteam | HR | OSIJEK MILL | 20.64 |  |  | 1959 |  | 33.43% | FALSE
3045 | Nuclear | SE | OSKARSHAMN | 2430.1 |  |  | 1972 |  | 33% | FALSE
3046 | OCOT | SE | OSKARSHAMN | 78.4 |  |  | 1973 |  | 30.68% | FALSE
3047 | Lignite | MK | OSLOMEJ | 115 |  |  | 1980 |  | 38% | FALSE
3048 | GasSteam | DE | OSNABRUCK KAMMERER | 15.84 |  |  | 1977 |  | 39.17% | TRUE
3049 | Biomass | IT | OSPEDALE DI CADORE | 19.4 |  |  | 1968 |  |  | TRUE
3050 | Hydro | FI | OSSAUSKOSKI | 93 |  |  | 1965 |  |  | FALSE
3051 | Biomass | SE | OSTERSUND | 45.3 |  |  | 2002 |  |  | TRUE
3052 | CCGT | IT | OSTIGLIA | 1497.6 |  |  | 2003 |  | 55.33% | FALSE
3053 | GasSteam | IT | OSTIGLIA | 316.8 |  |  | 1974 |  | 38.21% | FALSE
3054 | Coal | DK | OSTKRAFT | 31.62 |  |  | 1951 |  | 29.88% | FALSE
3055 | OCOT | DK | OSTKRAFT | 19.208 |  |  | 1967 |  | 29.12% | FALSE
3056 | OilSteam | DK | OSTKRAFT | 42.72 |  |  | 1965 |  | 35.34% | TRUE
3057 | Coal | PL | OSTROLEKA | 62.496 |  |  | 1957 |  | 31.79% | TRUE
3058 | Coal | PL | OSTROLEKA | 626.076 |  |  | 1957 |  | 31.79% | FALSE
3059 | Biomass | PL | OSTROLEKA MILL | 37 |  |  | 2010 |  |  | TRUE
3060 | Hydro | RO | OSTROVUL MARE | 15.9 |  |  | 1986 |  |  | FALSE
3061 | Hydro | RO | OSTROVUL MIC | 15.9 |  |  | 1986 |  |  | FALSE
3062 | Coal | CZ | OTROKOVICE | 46.5 |  |  | 1970 |  | 35.94% | TRUE
3064 | Hydro | AT | OTTENSHEIM-WILHERING | 183 |  |  | 1974 |  |  | FALSE
3065 | Hydro | AT | OTTENSTEIN | 47 |  |  | 1956 |  |  | FALSE
3066 | Hydro | FR | OTTMARSHEIM | 156 |  |  | 1951 |  |  | FALSE
3067 | OCGT | BE | OUDEGEM VPK ELECTRABEL | 17.64 |  |  | 1999 |  | 37.44% | TRUE
3068 | OCGT | NL | OUDENHOORN | 10.5154 |  |  | 1981 |  | 32.76% | TRUE
3069 | Biomass | FI | OULU KEMIRA | 23 |  |  | 1972 |  |  | TRUE
3070 | GasSteam | FI | OULU MILL | 96.576 |  |  | 1988 |  | 42.67% | TRUE
3071 | PSP | CH | OVA SPIN | 54 | 54 | 432 | 1970 |  |  | FALSE
3072 | OilSteam | IT | OVARO MILL | 9.6576 |  |  | 1977 |  | 39.17% | TRUE
3073 | Hydro | NO | OVRE LEIRFOSS | 15.3 |  |  | 1919 |  |  | FALSE
3074 | Hydro | NO | OVRE ROSSAGA | 159.9 |  |  | 1961 |  |  | FALSE
3075 | Hydro | NO | OVRE TESSA | 16.2 |  |  | 1956 |  |  | FALSE
3076 | Hydro | NO | OVRE VINSTRA | 140 |  |  | 1959 |  |  | FALSE
3077 | Hydro | NO | OYBERGET | 98 |  |  | 2005 |  |  | FALSE
3078 | Hydro | SI | OZBALT | 61.2 |  |  | 1960 |  |  | FALSE
3079 | Hydro | FR | OZ-EN-OISANS | 12.918 |  |  | 1983 |  |  | FALSE
3080 | Coal | IT | P VANNUCCI (BASTARDO) | 139.5 |  |  | 1967 |  | 34.98% | FALSE
3081 | Hydro | RO | PACLISA | 15.9 |  |  | 1988 |  |  | FALSE
3082 | OCOT | ES | PADRON FACTORY | 14.21 |  |  | 1996 |  | 36.66% | TRUE
3083 | Hydro | FR | PAGANIN | 13 |  |  | 1917 |  |  | FALSE
3084 | Hydro | FI | PAHKAKOSKI | 34 |  |  | 1961 |  |  | FALSE
3085 | Nuclear | HU | PAKS | 1900 |  |  | 1983 |  | 33% | FALSE
3086 | Hydro | IT | PALACE-II | 46 |  |  | 1998 |  |  | FALSE
3087 | Hydro | FR | PALAMINY | 34.6 |  |  | 1959 |  |  | FALSE
3088 | OCGT | ES | PALAZUELOS DISTILLERY | 13.328 |  |  | 2008 |  | 39.78% | TRUE
3089 | Hydro | IT | PALAZZO-II | 46 |  |  | 1998 |  |  | FALSE
3090 | Hydro | IT | PALLANZENO | 40 |  |  | 2007 |  |  | FALSE
3091 | Hydro | CH | PALLAZUIT | 40 |  |  | 1963 |  |  | FALSE
3092 | Hydro | FI | PALLI | 51 |  |  | 1953 |  |  | FALSE
3093 | CCGT | ES | PALOS FRONTERA FENOSA | 1152 |  |  | 2004 |  | 56% | FALSE
3094 | Hydro | RO | PALTINUL | 10.2 |  |  | 1971 |  |  | FALSE
3095 | Nuclear | FR | PALUEL | 5251.6 |  |  | 1984 |  | 33% | FALSE
3096 | Hydro | FI | PAMILO | 84 |  |  | 1955 |  |  | FALSE
3097 | Hydro | ES | PAMPANEIRA | 12.8 |  |  | 1956 |  |  | FALSE
3098 | OCGT | ES | PAMPLONA PLANT | 44.8056 |  |  | 1992 |  | 35.62% | TRUE
3099 | OilSteam | RS | PANCEVO REFINERY | 11.52 |  |  | 1966 |  | 35.66% | TRUE
3100 | CCGT | LT | PANEVEZYS | 33.6 |  |  | 2008 |  | 58.67% | FALSE
3101 | Hydro | FI | PANKAKOSKI | 15 |  |  | 1964 |  |  | FALSE
3102 | Hydro | IT | PANTANO | 13.5 |  |  | 1955 |  |  | FALSE
3103 | OCOT | PT | PAPEIS INAPA | 14.1414 |  |  | 1993 |  | 35.88% | TRUE
3104 | Biomass | DE | PAPENBURG PROKON | 23 |  |  | 2003 |  |  | TRUE
3105 | OCGT | UK | PAR HARBOUR (IMERYS) | 10.878 |  |  | 1992 |  | 35.62% | TRUE
3106 | Hydro | IT | PARAVISO | 34 |  |  | 1950 |  |  | FALSE
3107 | OCGT | NL | PARENCO PAPER MILL | 23.52 |  |  | 1979 |  | 32.24% | TRUE
3108 | Coal | FI | PARGAS | 27.9 |  |  | 1958 |  | 32.11% | FALSE
3109 | OCOT | FR | PARIS CDG AIRPORT | 12.838 |  |  | 1972 |  | 30.42% | FALSE
3110 | GasSteam | FR | PARIS-OUTREAU | 31.2 |  |  | 1973 |  | 37.89% | FALSE
3111 | Hydro | SE | PARKI | 20 |  |  | 1970 |  |  | FALSE
3112 | Biomass | EE | PARNU | 23.5 |  |  | 2010 |  |  | TRUE
3114 | Coal | RO | PAROSENI | 232.5 |  |  | 1955 |  | 31.16% | FALSE
3115 | Hydro | SE | PARTEBODA | 34 |  |  | 1960 |  |  | FALSE
3116 | Hydro | AT | PARTENSTEIN | 35.025 |  |  | 1963 |  |  | FALSE
3117 | Hydro | RO | PASCANI | 12.65 |  |  | 1997 |  |  | FALSE
3118 | Hydro | BG | PASSAREL | 32.466 |  |  | 1954 |  |  | FALSE
3119 | Hydro | DE | PASSAU-INGLING | 86.4 |  |  | 1965 |  |  | FALSE
3120 | Hydro | FR | PASSY | 109.4 |  |  | 1951 |  |  | FALSE
3121 | CCGT | ES | PATA DE MULO | 17.28 |  |  | 2004 |  | 56% | FALSE
3122 | CCGT | ES | PATA DE MULO (SEDEBISA) | 16.704 |  |  | 2004 |  | 56% | FALSE
3123 | Hydro | AT | PATERNION | 23.5 |  |  | 1988 |  |  | FALSE
3124 | Hydro | IT | PATERNO ENEL | 12.8 |  |  | 1963 |  |  | FALSE
3125 | Lignite | PL | PATNOW | 1535.48 |  |  | 1968 |  | 34.4% | FALSE
3126 | Coal | FR | PEAGE-DE-ROUSSILLON | 12.09 |  |  | 1992 |  | 42.95% | FALSE
3127 | Hydro | FR | PEAGE-DE-VIZILLE | 52.2 |  |  | 1947 |  |  | FALSE
3128 | Hydro | BA | PEC MLINI | 30 |  |  | 2004 |  |  | FALSE
3129 | Hydro | CH | PECCIA SAMBUCO | 44 |  |  | 1955 |  |  | FALSE
3130 | GasSteam | FR | PEC-RHIN | 15.36 |  |  | 1969 |  | 36.62% | TRUE
3131 | Biomass | HU | PECS | 50 |  |  | 2004 |  |  | TRUE
3132 | GasSteam | HU | PECS | 71.04 |  |  | 1961 |  | 34.07% | TRUE
3133 | Hydro | IT | PEDESINA | 12 |  |  | 1963 |  |  | FALSE
3134 | CCGT | IT | PEDRIGNANO BARILLA | 30.768 |  |  | 2008 |  | 58.67% | FALSE
3135 | Biomass | ES | PEDRO ABAD | 25 |  |  | 2003 |  |  | FALSE
3136 | Hydro | ES | PEDRO MARIN | 13.2 |  |  | 1954 |  |  | FALSE
3137 | Hydro | AT | PEGGAU | 13.2 |  |  | 1965 |  |  | FALSE
3138 | Coal | PT | PEGO | 584.04 |  |  | 1993 |  | 43.27% | FALSE
3139 | CCGT | PT | PEGO ELECGAS | 796.8 |  |  | 2011 |  | 60.67% | FALSE
3140 | OCGT | DE | PEISSENBERG | 11.7208 |  |  | 1987 |  | 34.32% | TRUE
3141 | Hydro | IT | PELOS | 90 |  |  | 1930 |  |  | FALSE
3142 | Hydro | ES | PENA DE BEJO | 15.2 |  |  | 1947 |  |  | FALSE
3143 | Hydro | ES | PENADRADA | 37.6 |  |  | 1963 |  |  | FALSE
3144 | Biomass | ES | PENAFIEL SUGAR FACTORY | 12.95 |  |  | 1996 |  |  | TRUE
3145 | Hydro | ES | PENEDA REBUILD | 11 |  |  | 2005 |  |  | FALSE
3146 | Hydro | SE | PENGFORS | 56.1 |  |  | 1954 |  |  | FALSE
3147 | Nuclear | FR | PENLY | 2625.8 |  |  | 1990 |  | 33% | FALSE
3148 | Hydro | DE | PERACH | 21 |  |  | 1977 |  |  | FALSE
3149 | Hydro | FI | PERMANTOKOSKI | 11 |  |  | 1961 |  |  | FALSE
3150 | Hydro | AT | PERNEGG | 18.33 |  |  | 1928 |  |  | FALSE
3151 | OCGT | AT | PERNHOFEN | 10.486 |  |  | 1998 |  | 37.18% | TRUE
3152 | OCGT | NL | PERNIS EXTENSION | 250.88 |  |  | 2007 |  | 39.52% | TRUE
3153 | CCGT | NL | PERNIS REFINERY | 121.0944 |  |  | 1997 |  | 51.33% | FALSE
3154 | OCGT | NL | PERNIS REFINERY | 81.9966 |  |  | 1981 |  | 32.76% | TRUE
3155 | OCGT | NL | PERNIS REFINERY | 20.3399 |  |  | 1987 |  | 34.32% | FALSE
3156 | Hydro | IT | PERRERES | 18 |  |  | 1943 |  |  | FALSE
3157 | Hydro | HR | PERUCA REBUILD | 41.6 |  |  | 1960 |  |  | FALSE
3158 | Hydro | ME | PERUCICA | 307 |  |  | 1960 |  |  | FALSE
3159 | CCGT | IT | PESCARA | 163.2 |  |  | 1997 |  | 51.33% | FALSE
3160 | Hydro | IT | PESCARA REBUILD | 11.2 |  |  | 2005 |  |  | FALSE
3161 | Hydro | BG | PESHTERA | 125 |  |  | 1959 |  |  | FALSE
3162 | OCGT | BG | PESHTERA BIOVET | 17.64 |  |  | 2005 |  | 39% | TRUE
3163 | Hydro | FI | PETAJASKOSKI | 135 |  |  | 1957 |  |  | FALSE
3164 | GasSteam | UK | PETERHEAD | 1267.2 |  |  | 1979 |  | 39.81% | FALSE
3165 | OCGT | UK | PETERHEAD | 735 |  |  | 2000 |  | 37.7% | FALSE
3166 | OilSteam | FR | PETIT-COURONNE REFINERY | 24.48 |  |  | 1955 |  | 32.16% | TRUE
3167 | OilSteam | FR | PETIT-COURONNE REFINERY | 24 |  |  | 1959 |  | 33.43% | FALSE
3168 | OCGT | BG | PETRICH GREENHOUSES | 15.2723 |  |  | 2008 |  | 39.78% | TRUE
3169 | OCOT | RO | PETROBRAZI | 52.0772 |  |  | 2001 |  | 37.96% | TRUE
3170 | Biomass | NL | PETTEN ECN | 20 |  |  | 1995 |  |  | TRUE
3171 | Hydro | FR | PEYRAT-LE-CHAUTEAU | 62.61 |  |  | 1950 |  |  | FALSE
3172 | Waste | AT | PFAFFENAU | 10.6 |  |  | 2008 |  |  | TRUE
3173 | OCGT | DE | PFAFFENWALD | 10.78 |  |  | 1991 |  | 35.36% | TRUE
3174 | Hydro | AT | PFARRWERFEN | 15.5 |  |  | 2009 |  |  | FALSE
3175 | Biomass | DE | PFORZHEIM | 13.3 |  |  | 2005 |  |  | TRUE
3176 | Coal | DE | PFORZHEIM | 27.9 |  |  | 1989 |  | 41.99% | TRUE
3177 | GasSteam | DE | PFORZHEIM | 15.36 |  |  | 1980 |  | 40.12% | TRUE
3178 | OCGT | DE | PFORZHEIM | 23.422 |  |  | 1981 |  | 32.76% | FALSE
3179 | Hydro | DE | PFROMBACH | 22.7 |  |  | 1930 |  |  | FALSE
3180 | Nuclear | DE | PHILIPPSBURG | 1385.1 |  |  | 1985 | 2019 | 33% | FALSE
3181 | CCGT | IT | PIACENZA | 835.2 |  |  | 2006 |  | 57.33% | FALSE
3182 | GasSteam | IT | PIACENZA | 316.8 |  |  | 1965 |  | 35.34% | FALSE
3183 | Waste | IT | PIACENZA WTE | 11.63 |  |  | 2002 |  |  | FALSE
3184 | Hydro | IT | PIAN DELLA ROCCA | 22 |  |  | 1942 |  |  | FALSE
3185 | Geothermal | IT | PIANACCE | 20 |  |  | 1987 |  |  | FALSE
3186 | Geothermal | IT | PIANCASTAGNAIO | 68 |  |  | 1969 |  |  | FALSE
3187 | Hydro | RO | PIATRA NEAMT | 11 |  |  | 1965 |  |  | FALSE
3190 | Hydro | PT | PICOTE | 195 |  |  | 1958 |  |  | FALSE
3191 | Hydro | FR | PIED-DE-BORNE | 110 |  |  | 1963 |  |  | FALSE
3192 | OilSteam | IT | PIEDIMONTE SAN GERMANO | 11.52 |  |  | 1978 |  | 39.49% | FALSE
3193 | Hydro | DE | PIELWEICHS | 13.5 |  |  | 1994 |  |  | FALSE
3194 | CCGT | CH | PIERRE DE PLAN | 24.96 |  |  | 1994 |  | 49.33% | FALSE
3195 | Hydro | FR | PIERRE-BENITE | 80.8 |  |  | 1966 |  |  | FALSE
3196 | Biomass | FI | PIETERSAARI | 265 |  |  | 1991 |  |  | TRUE
3197 | CCGT | IT | PIETRAFITTA NUOVA | 384 |  |  | 1979 |  | 39.33% | FALSE
3198 | OCGT | IT | PIETRAFITTA TURBOGAS | 172.48 |  |  | 1980 |  | 32.5% | FALSE
3199 | Hydro | IT | PIETRAPORZIO | 13 |  |  | 1960 |  |  | FALSE
3200 | Hydro | IT | PIEVE VERGONTE-2 | 50.7 |  |  | 2002 |  |  | FALSE
3201 | Hydro | GR | PIGAI AOOS | 230 |  |  | 1990 |  |  | FALSE
3202 | Hydro | NO | PIKERFOSS | 16 |  |  | 1983 |  |  | FALSE
3203 | CCGT | ES | PINA FACTORY | 21.961 |  |  | 2002 |  | 54.67% | FALSE
3204 | Hydro | ES | PINDO | 11 |  |  | 2003 |  |  | FALSE
3205 | Hydro | FR | PINET | 40 |  |  | 1929 |  |  | FALSE
3206 | Hydro | RO | PINGARATI | 23 |  |  | 1964 |  |  | FALSE
3207 | OCGT | ES | PINOS PUENTE PLANT | 10.192 |  |  | 2002 |  | 38.22% | TRUE
3208 | Hydro | ES | PINTADO | 20.4 |  |  | 1951 |  |  | FALSE
3209 | PSP | ES | PINTADO | 14.4 | 14.4 | 115.2 | 1966 |  |  | FALSE
3210 | Biomass | ES | PINTO LANDFILL | 12.573 |  |  | 2004 |  |  | TRUE
3211 | Biomass | ES | PINZON | 13 |  |  | 2009 |  |  | TRUE
3212 | CCGT | IT | PIOMBINO ELETTRA | 57.6 |  |  | 2003 |  | 55.33% | TRUE
3213 | OilSteam | IT | PIOMBINO ENEL | 1228.8 |  |  | 1977 |  | 39.17% | FALSE
3214 | CCGT | IT | PIOMBINO ILVA | 173.76 |  |  | 2000 |  | 53.33% | FALSE
3215 | GasSteam | IT | PIOMBINO ILVA | 57.6 |  |  | 1978 |  | 39.49% | TRUE
3216 | GasSteam | IT | PIOMBINO ILVA | 28.8 |  |  | 1959 |  | 33.43% | FALSE
3217 | GasSteam | IT | PIOMBINO LUCCHINI | 11.232 |  |  | 1981 |  | 40.44% | FALSE
3218 | Hydro | CH | PIOTTINO | 60 |  |  | 1932 |  |  | FALSE
3219 | Hydro | BG | PIRIN | 22.1 |  |  | 1992 |  |  | FALSE
3220 | Waste | DE | PIRMASENS | 16 |  |  | 1999 |  |  | TRUE
3221 | OCGT | DE | PIRMASENS SUD | 16.9736 |  |  | 1976 |  | 31.46% | FALSE
3222 | Hydro | RS | PIROT | 83 |  |  | 1990 |  |  | FALSE
3223 | Hydro | FI | PIRTTIKOSKI | 110 |  |  | 1959 |  |  | FALSE
3224 | OilSteam | IT | PISTICCI PLANT | 22.56 |  |  | 1973 |  | 37.89% | TRUE
3225 | GasSteam | RO | PITESTI SUD | 130.56 |  |  | 1969 |  | 36.62% | TRUE
3226 | Hydro | UK | PITLOCHRY | 15 |  |  | 1949 |  |  | FALSE
3227 | Hydro | ME | PIVA | 360 |  |  | 1976 |  |  | FALSE
3228 | Hydro | FR | PIZANCON | 43 |  |  | 1931 |  |  | FALSE
3229 | Hydro | IT | PIZZONE | 19 |  |  | 1958 |  |  | FALSE
3230 | Hydro | FR | PLA DE SOULCEM | 26.2 |  |  | 1983 |  |  | FALSE
3231 | CCGT | ES | PLANA DEL VENT | 768 |  |  | 2007 |  | 58% | FALSE
3232 | Hydro | AT | PLANKENAU | 12.4 |  |  | 1922 |  |  | FALSE
3233 | Hydro | AT | PLANSEE | 54.081 |  |  | 1986 |  |  | FALSE
3234 | Hydro | GR | PLASTIRA | 129.54 |  |  | 1960 |  |  | FALSE
3235 | Hydro | GR | PLATANOVRISI | 122.4 |  |  | 1999 |  |  | FALSE
3236 | GasSteam | GR | PLATI FACTORY | 11.52 |  |  | 1962 |  | 34.39% | TRUE
3237 | CCGT | DE | PLATTLING MILL | 119.04 |  |  | 2010 |  | 60% | FALSE
3238 | GasSteam | DE | PLATTLING SUGAR | 10.08 |  |  | 1974 |  | 38.21% | TRUE
3239 | Hydro | SI | PLAVE | 42.1 |  |  | 1939 |  |  | FALSE
3240 | Hydro | LV | PLAVINAS | 850 |  |  | 1965 |  |  | FALSE
3241 | OCGT | BG | PLEVEN CHP | 31.85 |  |  | 2007 |  | 39.52% | TRUE
3242 | Lignite | ME | PLJEVLJA | 207 |  |  | 1982 |  | 38.6% | FALSE
3243 | OilSteam | PL | PLOCK PETROCHEM | 331.2 |  |  | 1964 |  | 35.02% | TRUE
3244 | GasSteam | RO | PLOIESTI | 384 |  |  | 1961 |  | 34.07% | TRUE
3245 | GasSteam | RO | PLOIESTI | 384 |  |  | 1972 |  | 37.58% | FALSE
3246 | OilSteam | RO | PLOIESTI | 144 |  |  | 1978 |  | 39.49% | TRUE
3247 | OilSteam | BG | PLOIESTI REFINERY | 67.2 |  |  | 2010 |  | 49.69% | TRUE
3248 | Coal | HR | PLOMIN | 311.55 |  |  | 1970 |  | 35.94% | FALSE
3249 | GasSteam | BG | PLOVDIV CHP | 81.6 |  |  | 1970 |  | 36.94% | TRUE
3250 | CCGT | BG | PLOVDIV NORTH | 48 |  |  | 2011 |  | 60.67% | TRUE
3251 | Biomass | CZ | PLZEN CHP | 11.5 |  |  | 2010 |  |  | TRUE
3252 | Lignite | CZ | PLZEN CHP | 127.88 |  |  | 1982 |  | 38.6% | TRUE
3253 | Lignite | CZ | PLZEN SKODA | 82.8 |  |  | 1960 |  | 32% | TRUE
3254 | OCGT | PL | PNIOWEK MINE | 12.5587 |  |  | 1997 |  | 36.92% | TRUE
3255 | CCGT | ES | POBLA DE CLARAMUNT | 32.256 |  |  | 2008 |  | 58.67% | FALSE
3256 | OCOT | ES | POBLA MAFUMET DOW | 14.2668 |  |  | 1996 |  | 36.66% | TRUE
3257 | Hydro | ES | POBLA-II | 13.24 |  |  | 1989 |  |  | FALSE
3258 | Lignite | CZ | POCERADY | 920 |  |  | 1970 |  | 35% | FALSE
3259 | Hydro | PT | POCINHO | 186 |  |  | 1983 |  |  | FALSE
3260 | Hydro | CZ | PODHRADI | 15 |  |  | 2004 |  |  | FALSE
3261 | Hydro | RO | POIANA TEIULUI | 11 |  |  | 2003 |  |  | FALSE
3262 | GasSteam | FR | POISSY | 24.48 |  |  | 1957 |  | 32.79% | FALSE
3263 | Coal | PL | POLANIEC | 1674 |  |  | 1979 |  | 38.81% | TRUE
3264 | Coal | PL | POLICE FERTILIZER | 94.488 |  |  | 1967 |  | 34.98% | TRUE
3265 | OCGT | BG | POLIMERI | 10.976 |  |  | 2007 |  | 39.52% | TRUE
3266 | Hydro | IE | POLLAPHUCA | 30 |  |  | 1944 |  |  | FALSE
3267 | GasSteam | AT | POLS | 25.9872 |  |  | 1984 |  | 41.4% | TRUE
3268 | Hydro | GR | POLYPHYTON | 375 |  |  | 1974 |  |  | FALSE
3269 | Hydro | FR | POMBLIERE | 13.2 |  |  | 1973 |  |  | FALSE
3270 | CCGT | IT | POMIGLIANO | 92.16 |  |  | 1998 |  | 52% | FALSE
3271 | Coal | PL | POMORZANY | 111.6 |  |  | 1960 |  | 32.75% | TRUE
3272 | Hydro | ES | PONT DE REY | 46.4 |  |  | 1960 |  |  | FALSE
3273 | Hydro | ES | PONT DE SUERT | 15.68 |  |  | 1955 |  |  | FALSE
3274 | Hydro | IT | PONT ST MARTIN | 45 |  |  | 1920 |  |  | FALSE
3275 | Hydro | IT | PONT VENTOUX-SUSA | 75 |  |  | 2005 |  |  | FALSE
3276 | PSP | IT | PONT VENTOUX-SUSA | 75 | 75 | 600 | 2005 |  |  | FALSE
3278 | GasSteam | FR | PONT-A-MOUSSON | 12 |  |  | 1992 |  | 43.95% | FALSE
3279 | OCGT | FR | PONT-A-MOUSSON | 15.68 |  |  | 1960 |  | 27.3% | FALSE
3280 | Hydro | FR | PONTCHARRA | 21.6 |  |  | 1955 |  |  | FALSE
3281 | Hydro | FR | PONT-DE-CAMPS | 39.4 |  |  | 1962 |  |  | FALSE
3282 | Hydro | FR | PONT-DE-CLAIX (EDF) | 11.2 |  |  | 1956 |  |  | FALSE
3283 | OCGT | FR | PONT-DE-CLAIX PLANT | 171.8332 |  |  | 1969 |  | 29.64% | TRUE
3284 | OCOT | FR | PONT-DE-CLAIX PLANT | 24.9116 |  |  | 1996 |  | 36.66% | TRUE
3285 | Hydro | FR | PONT-DE-LA-REINE | 15.1 |  |  | 1948 |  |  | FALSE
3286 | Hydro | IT | PONTE CAFFARO-2 | 33.44 |  |  | 1960 |  |  | FALSE
3287 | Hydro | PT | PONTE DE JUGAIS REBUILD | 19.22 |  |  | 1996 |  |  | FALSE
3288 | Hydro | IT | PONTE FORMAZZA MORASCO | 29.01 |  |  | 1933 |  |  | FALSE
3289 | Hydro | IT | PONTE FORMAZZA TAGGIA | 30.9 |  |  | 1933 |  |  | FALSE
3290 | Hydro | IT | PONTE FORMAZZA VANNINO | 33.69 |  |  | 1933 |  |  | FALSE
3291 | Hydro | IT | PONTE GARDENA-1 | 54.99 |  |  | 1938 |  |  | FALSE
3292 | Hydro | IT | PONTE GARDENA-2 | 14.6 |  |  | 1955 |  |  | FALSE
3293 | Hydro | IT | PONTE GIULIO | 16.28 |  |  | 1988 |  |  | FALSE
3294 | Hydro | IT | PONTECORVO | 19.5 |  |  | 1960 |  |  | FALSE
3295 | Hydro | ES | PONTENOVO | 38.6 |  |  | 1952 |  |  | FALSE
3296 | Hydro | FR | PONT-ESCOFFIER | 53.2 |  |  | 1972 |  |  | FALSE
3297 | OilSteam | ES | PONTEVEDRA MILL | 28.8 |  |  | 1990 |  | 43.31% | TRUE
3298 | OCGT | IT | PONTI SUL MINCIO | 245 |  |  | 2004 |  | 38.74% | FALSE
3299 | OilSteam | IT | PONTI SUL MINCIO | 246.48 |  |  | 1966 |  | 35.66% | FALSE
3300 | CCGT | FR | PONT-SUR-SAMBRE POWEO | 395.52 |  |  | 2009 |  | 59.33% | FALSE
3301 | CCGT | IE | POOLBEG | 448.512 |  |  | 1994 |  | 49.33% | FALSE
3302 | GasSteam | IE | POOLBEG | 490.56 |  |  | 1971 |  | 37.26% | FALSE
3303 | Hydro | BG | POPINA LAKA | 22 |  |  | 1969 |  |  | FALSE
3304 | Hydro | ES | POQUEIRA | 10.4 |  |  | 1957 |  |  | FALSE
3305 | Hydro | PL | PORABKA | 12.45 |  |  | 1953 |  |  | FALSE
3306 | PSP | PL | PORABKA-ZAR | 500 | 500 | 4000 | 1979 |  |  | FALSE
3307 | CCGT | IT | PORCARI LUCCHESE | 12.432 |  |  | 1989 |  | 46% | TRUE
3308 | OilSteam | IT | PORCARI LUCCHESE | 10.128 |  |  | 1976 |  | 38.85% | FALSE
3309 | CCGT | IT | PORCARI SONDEL | 21.12 |  |  | 1996 |  | 50.67% | TRUE
3310 | CCOT | IT | PORCARI SONDEL | 74.88 |  |  | 1996 |  | 50.67% | TRUE
3311 | OilSteam | FR | PORCHEVILLE-B | 2304 |  |  | 1968 |  | 36.3% | FALSE
3312 | Biomass | FI | PORI (YHTYNEET) | 35 |  |  | 1991 |  |  | TRUE
3313 | CCGT | FI | PORI MILL | 13.248 |  |  | 1966 |  | 30.67% | TRUE
3314 | Lignite | CZ | PORICI | 101.2 |  |  | 1957 |  | 31.1% | TRUE
3315 | Hydro | SE | PORJUS NYA | 480 |  |  | 1978 |  |  | FALSE
3316 | Hydro | ES | PORMA | 18.755 |  |  | 2004 |  |  | FALSE
3317 | Hydro | SE | PORSI | 253.7 |  |  | 1964 |  |  | FALSE
3318 | OCGT | UK | PORT OF LIVERPOOL | 29.4 |  |  | 2004 |  | 38.74% | TRUE
3319 | GasSteam | FR | PORT SFPO | 32.64 |  |  | 1962 |  | 34.39% | FALSE
3320 | OCOT | FR | PORT SFPO | 85.7304 |  |  | 1985 |  | 33.8% | FALSE
3321 | OilSteam | UK | PORT SUNLIGHT | 26.784 |  |  | 1963 |  | 34.71% | TRUE
3322 | Hydro | RO | PORTILE DE FIER | 1284 |  |  | 1970 |  |  | FALSE
3323 | Hydro | FI | PORTIMOKOSKI | 10.5 |  |  | 1987 |  |  | FALSE
3324 | GasSteam | FR | PORT-JEROME REFINERY | 54.624 |  |  | 1933 |  | 25.14% | FALSE
3325 | CCGT | IT | PORTO CORSINI | 720 |  |  | 2002 |  | 54.67% | FALSE
3326 | OilSteam | IT | PORTO EMPEDOCLE | 134.4 |  |  | 1963 |  | 34.71% | FALSE
3327 | Hydro | ES | PORTO ENDESA | 17.6 |  |  | 1963 |  |  | FALSE
3329 | OCOT | IT | PORTO MARGHERA AGIP | 26.2934 |  |  | 1992 |  | 35.62% | TRUE
3330 | Coal | IT | PORTO MARGHERA ALSAR | 148.8 |  |  | 1977 |  | 38.17% | FALSE
3331 | OilSteam | IT | PORTO MARGHERA EDISON | 58.56 |  |  | 1963 |  | 34.71% | TRUE
3332 | OilSteam | IT | PORTO MARGHERA EDISON | 77.76 |  |  | 1988 |  | 42.67% | FALSE
3333 | Coal | IT | PORTO MARGHERA ENEL | 130.2 |  |  | 1952 |  | 30.2% | FALSE
3335 | OilSteam | IT | PORTO TOLLE | 2534.4 |  |  | 1980 |  | 40.12% | FALSE
3336 | Hydro | IT | PORTO TORRE | 11.8 |  |  | 1955 |  |  | FALSE
3341 | CCGT | IT | PORTO VIRO | 120 |  |  | 1997 |  | 51.33% | TRUE
3342 | Hydro | ES | PORTODEMOUROS | 76 |  |  | 1967 |  |  | FALSE
3345 | Waste | UK | PORTSMOUTH VEOLIA | 14 |  |  | 2006 |  |  | FALSE
3346 | Hydro | FI | PORTTIPAHTA | 35 |  |  | 1981 |  |  | FALSE
3347 | Biomass | PT | PORTUCEL VIANA | 11 |  |  | 2006 |  |  | FALSE
3348 | OCGT | PT | PORTUCEL VIANA | 58.8 |  |  | 2005 |  | 39% | TRUE
3349 | OCGT | FI | PORVOO REFINERY | 112.7 |  |  | 1976 |  | 31.46% | TRUE
3350 | OCOT | FI | PORVOO REFINERY | 37.534 |  |  | 1989 |  | 34.84% | TRUE
3351 | OilSteam | FI | PORVOO REFINERY | 74.88 |  |  | 1971 |  | 37.26% | TRUE
3352 | Hydro | IT | POSCHIAVINO | 10.3 |  |  | 1920 |  |  | FALSE
3353 | Hydro | RS | POTPEC | 51 |  |  | 1967 |  |  | FALSE
3354 | CCGT | DE | POTSDAM SUD | 40.32 |  |  | 1994 |  | 49.33% | FALSE
3355 | Hydro | FR | POUGET | 123.9 |  |  | 1950 |  |  | FALSE
3356 | PSP | FR | POUGET | 38 | 38 | 304 | 1982 |  |  | FALSE
3357 | Hydro | GR | POURNARI | 341 |  |  | 1981 |  |  | FALSE
3358 | Hydro | SK | POVAZSKA BYSTRICA | 55.2 |  |  | 1964 |  |  | FALSE
3359 | Coal | PL | POZNAN GARBARY | 18.414 |  |  | 1929 |  | 22.87% | TRUE
3360 | Coal | PL | POZNAN KAROLIN | 144.15 |  |  | 1984 |  | 40.4% | TRUE
3361 | Waste | IT | POZZILLI | 13 |  |  | 2005 |  |  | TRUE
3362 | Hydro | IT | POZZOLAGO | 11.4 |  |  | 1925 |  |  | FALSE
3363 | Hydro | PT | PRACANA | 41 |  |  | 1951 |  |  | FALSE
3364 | Hydro | IT | PRACOMUNE | 42 |  |  | 1968 |  |  | FALSE
3365 | Hydro | ES | PRADA | 66.4 |  |  | 1958 |  |  | FALSE
3366 | Hydro | CH | PRADELLA | 300 |  |  | 1970 |  |  | FALSE
3367 | Hydro | FR | PRADIERES | 38.4 |  |  | 1940 |  |  | FALSE
3368 | Hydro | FR | PRAGNERES | 194.3 |  |  | 1953 |  |  | FALSE
3369 | Hydro | FR | PRALOGNAN | 48.2 |  |  | 1949 |  |  | FALSE
3370 | Hydro | IT | PRATI DI VIZZE | 21.7 |  |  | 1927 |  |  | FALSE
3371 | Hydro | IT | PREDARE | 11.9 |  |  | 1922 |  |  | FALSE
3372 | Hydro | IT | PREDAZZO | 15.2 |  |  | 1952 |  |  | FALSE
3373 | Hydro | DE | PREM | 21.375 |  |  | 1971 |  |  | FALSE
3374 | Hydro | IT | PREMADIO | 226 |  |  | 1956 |  |  | FALSE
3375 | OilSteam | DE | PREMNITZ | 55.68 |  |  | 1970 |  | 36.94% | TRUE
3376 | Waste | DE | PREMNITZ WTE | 14 |  |  | 2009 |  |  | TRUE
3377 | Lignite | CZ | PREROV | 56.12 |  |  | 1995 |  | 42.5% | TRUE
3378 | PSP | IT | PRESENZANO ENEL | 1000 | 1000 | 8000 | 1991 |  |  | FALSE
3379 | Hydro | FR | PRESSY | 26.2 |  |  | 1955 |  |  | FALSE
3380 | Hydro | IT | PRESTONE | 23.52 |  |  | 1953 |  |  | FALSE
3381 | Hydro | ES | PRIANES | 18.44 |  |  | 1952 |  |  | FALSE
3382 | OilSteam | BA | PRIJEDOR FACTORY | 16.32 |  |  | 1961 |  | 34.07% | TRUE
3383 | OilSteam | IT | PRIOLO EDISON | 213.12 |  |  | 1963 |  | 34.71% | FALSE
3384 | OCOT | SE | PRIPPS BREWERY | 12.7302 |  |  | 1997 |  | 36.92% | TRUE
3385 | Hydro | DE | PRITTRICHING | 12.96 |  |  | 1983 |  |  | FALSE
3386 | Hydro | ES | PROAZA | 48 |  |  | 1968 |  |  | FALSE
3387 | Coal | PL | PRONIT WORKS | 9.579 |  |  | 1928 |  | 22.55% | TRUE
3388 | Coal | FR | PROVENCE | 782 |  |  | 1984 |  | 39.2% | FALSE
3389 | OCGT | FR | PROVENCE | 37.24 |  |  | 1996 |  | 36.66% | FALSE
3390 | PSP | IT | PROVVIDENZA | 141 | 141 | 1128 | 1949 |  |  | FALSE
3391 | Lignite | CZ | PRUNEROV | 1370.8 |  |  | 1966 |  | 33.8% | TRUE
3392 | Hydro | AT | PRUTZ-IMST | 90.32 |  |  | 1956 |  |  | FALSE
3393 | Coal | PL | PRZEWORSK | 9.486 |  |  | 1933 |  | 24.14% | TRUE
3394 | GasSteam | PL | PRZYJAZN | 17.28 |  |  | 1987 |  | 42.36% | TRUE
3395 | Biomass | GR | PSYTTALIA WWTP | 12 |  |  | 2001 |  |  | FALSE
3396 | OCGT | GR | PSYTTALIA WWTP | 12.642 |  |  | 2010 |  | 40.3% | TRUE
3397 | Lignite | GR | PTOLEMAIS | 506 |  |  | 1962 |  | 32.6% | FALSE
3398 | Hydro | ES | PUENTE BIBEY | 213.8 |  |  | 1964 |  |  | FALSE
3399 | PSP | ES | PUENTE BIBEY | 71 | 71 | 568 | 1966 |  |  | FALSE
3400 | Hydro | ES | PUENTE MONTANANA | 44.8 |  |  | 1957 |  |  | FALSE
3401 | Coal | ES | PUENTE NUEVO | 301.32 |  |  | 1980 |  | 39.12% | FALSE
3402 | Hydro | ES | PUENTE NUEVO (UEF) | 16.2 |  |  | 1929 |  |  | FALSE
3403 | CCGT | ES | PUENTES | 739.2 |  |  | 2008 |  | 58.67% | FALSE
3404 | CCGT | ES | PUERTO DE BARCELONA | 816 |  |  | 2010 |  | 60% | FALSE
3405 | Hydro | ES | PUERTO PENA | 55.59 |  |  | 1964 |  |  | FALSE
3406 | OCGT | ES | PUERTO REAL DELPHI | 12.6675 |  |  | 1995 |  | 36.4% | TRUE
3407 | Coal | ES | PUERTOLLANO | 205.53 |  |  | 1972 |  | 36.58% | FALSE
3408 | OCGT | ES | PUERTOLLANO REPSOL | 69.58 |  |  | 1992 |  | 35.62% | TRUE
3409 | OilSteam | ES | PUERTOLLANO REPSOL | 48 |  |  | 1951 |  | 30.88% | FALSE
3410 | OCOT | ES | PUIGNERO | 18.62 |  |  | 1995 |  | 36.4% | FALSE
3411 | Coal | PL | PULAWY WORKS | 108.81 |  |  | 1964 |  | 34.02% | TRUE
3414 | OCGT | ES | PURINES-ALCARRAS | 14.9587 |  |  | 1997 |  | 36.92% | TRUE
3415 | CCGT | NL | PURMEREND | 64.32 |  |  | 1988 |  | 45.33% | FALSE
3416 | Biomass | FI | PURSIALA | 62 |  |  | 1990 |  |  | TRUE
3417 | Hydro | FI | PYHAKOSKI (MUNOS) | 122.1 |  |  | 1949 |  |  | FALSE
3418 | Hydro | IT | QUART | 40 |  |  | 1958 |  |  | FALSE
3419 | Hydro | ES | QUERENO | 34 |  |  | 1961 |  |  | FALSE
3420 | Hydro | IT | QUERO | 30 |  |  | 1960 |  |  | FALSE
3421 | Hydro | IT | QUINCINETTO | 22 |  |  | 1988 |  |  | FALSE
3422 | Hydro | FR | QUINSON | 40 |  |  | 1974 |  |  | FALSE
3423 | Hydro | UK | QUOICH | 23.1 |  |  | 1952 |  |  | FALSE
3424 | GasSteam | FI | RAAHE MILL | 82.56 |  |  | 1964 |  | 35.02% | TRUE
3425 | Hydro | FI | RAASAKKA | 58 |  |  | 1971 |  |  | FALSE
3426 | Waste | DE | RABA-ZAST | 14 |  |  | 2007 |  |  | TRUE
3427 | Hydro | AT | RABENSTEIN STM | 13.9 |  |  | 1987 |  |  | FALSE
3428 | Hydro | RO | RACACIUNI | 45 |  |  | 1984 |  |  | FALSE
3429 | Hydro | RO | RACOVA | 23 |  |  | 1964 |  |  | FALSE
3430 | Geothermal | IT | RADICONDOLI | 56.4 |  |  | 1979 |  |  | FALSE
3431 | Hydro | DE | RAIN | 11.2 |  |  | 1955 |  |  | FALSE
3432 | Biomass | UK | RAINHAM LANDFILL | 12.04 |  |  | 2000 |  |  | FALSE
3433 | Hydro | PT | RAIVA | 24 |  |  | 1982 |  |  | FALSE
3434 | Waste | HU | RAKOSPALOTA | 24 |  |  | 1981 |  |  | TRUE
3435 | Hydro | BA | RAMA | 160.552 |  |  | 1968 |  |  | FALSE
3436 | OCGT | PT | RAMALDE COLEP | 9.996 |  |  | 1997 |  | 36.92% | TRUE
3437 | Hydro | NO | RAMFOSS | 30.9 |  |  | 1961 |  |  | FALSE
3438 | Hydro | RO | RAMNICU VALCEA | 46 |  |  | 1974 |  |  | FALSE
3439 | Hydro | SE | RAMSELE | 156.9 |  |  | 1958 |  |  | FALSE
3440 | Hydro | NO | RANA | 500 |  |  | 1967 |  |  | FALSE
3441 | Hydro | NO | RANAFOSS-I | 54 |  |  | 1922 |  |  | FALSE
3442 | Hydro | NO | RANAFOSS-II | 44 |  |  | 1983 |  |  | FALSE
3443 | Tidal | FR | RANCE | 240 |  |  | 1966 |  |  | FALSE
3444 | Geothermal | IT | RANCIA | 40 |  |  | 1986 |  |  | FALSE
3445 | Hydro | FR | RANDENS | 124.2 |  |  | 1954 |  |  | FALSE
3446 | Biomass | DK | RANDERS | 52 |  |  | 1982 |  |  | TRUE
3447 | Hydro | SE | RANDI | 90 |  |  | 1976 |  |  | FALSE
3448 | Hydro | AT | RANNA | 23.138 |  |  | 1924 |  |  | FALSE
3449 | Hydro | UK | RANNOCH | 48 |  |  | 1930 |  |  | FALSE
3450 | Hydro | SE | RATAN | 60 |  |  | 1968 |  |  | FALSE
3451 | Coal | UK | RATCLIFFE | 1860 |  |  | 1968 |  | 35.3% | FALSE
3452 | CCGT | DE | RAUBLING MILL | 21.696 |  |  | 2000 |  | 53.33% | FALSE
3453 | Biomass | FI | RAUHALAHTI | 87 |  |  | 1986 |  |  | TRUE
3454 | Hydro | RO | RAUL ALB | 40 |  |  | 2008 |  |  | FALSE
3455 | Biomass | FI | RAUMA | 170.9 |  |  | 1996 |  |  | TRUE
3456 | Hydro | RO | RAURENI | 48 |  |  | 1977 |  |  | FALSE
3457 | Hydro | MK | RAVEN | 16.88 |  |  | 1959 |  |  | FALSE
3458 | CCGT | IT | RAVENNA ENICHEM | 748.8 |  |  | 2005 |  | 56.67% | TRUE
3459 | OCGT | IT | RAVENNA ENICHEM | 107.8 |  |  | 1998 |  | 37.18% | TRUE
3460 | GasSteam | IT | RAVENNA SAROM | 9.696 |  |  | 1976 |  | 38.85% | FALSE
3461 | CCGT | DE | RDK (KARLSRUHE) | 362.88 |  |  | 1998 |  | 52% | FALSE
3462 | Coal | DE | RDK (KARLSRUHE) | 511.5 |  |  | 1985 |  | 40.72% | TRUE
3463 | Hydro | CH | REALTA | 26 |  |  | 1949 |  |  | FALSE
3464 | Hydro | SE | REBNIS | 64 |  |  | 1975 |  |  | FALSE
3465 | Hydro | CH | RECKINGEN | 38 |  |  | 1941 |  |  | FALSE
3466 | Coal | UK | REDCAR WORKS | 45.756 |  |  | 1976 |  | 37.85% | TRUE
3467 | OCOT | UK | REDDITCH | 25.48 |  |  | 1991 |  | 35.36% | FALSE
3468 | OCGT | ES | REFINERIA LA RABIDA | 39.2 |  |  | 1990 |  | 35.1% | TRUE
3469 | Hydro | NO | REFSDAL-1 | 11.8 |  |  | 1957 |  |  | FALSE
3470 | Hydro | NO | REFSDAL-2 | 83 |  |  | 1968 |  |  | FALSE
3471 | Hydro | DE | REGENSBURG | 12.6 |  |  | 1978 |  |  | FALSE
3472 | Hydro | IT | REGOLEDO | 38.1 |  |  | 1941 |  |  | FALSE
3473 | Hydro | PT | REGUA | 180 |  |  | 1973 |  |  | FALSE
3474 | Hydro | ES | REGUEIRO (MAO) | 27.2 |  |  | 1970 |  |  | FALSE
3475 | OCOT | DK | REGULERKRAFT ASSENS | 15.68 |  |  | 2007 |  | 39.52% | FALSE
3476 | OCOT | DK | REGULERKRAFT ESBJERG | 15.68 |  |  | 2007 |  | 39.52% | FALSE
3477 | OCOT | DK | REGULERKRAFT IKAST | 15.2939 |  |  | 2008 |  | 39.78% | FALSE
3478 | OCOT | DK | REGULERKRAFT KRATHOLM | 15.68 |  |  | 2007 |  | 39.52% | FALSE
3479 | OCOT | DK | REGULERKRAFT RONNE | 16.464 |  |  | 2007 |  | 39.52% | FALSE
3480 | OCOT | DK | REGULERKRAFT SONDERBORG | 19.7568 |  |  | 2007 |  | 39.52% | FALSE
3481 | OCOT | DK | REGULERKRAFT TOFTLUND | 19.992 |  |  | 2007 |  | 39.52% | FALSE
3482 | OCOT | DK | REGULERKRAFT TONDER | 19.7568 |  |  | 2007 |  | 39.52% | FALSE
3483 | OCOT | DK | REGULERKRAFT VOJENS | 19.992 |  |  | 2007 |  | 39.52% | FALSE
3484 | Hydro | CH | REICHENAU | 18 |  |  | 1962 |  |  | FALSE
3485 | PSP | DE | REISACH | 99 | 99 | 792 | 1955 |  |  | FALSE
3486 | Hydro | AT | REISSECK-I | 68.2 |  |  | 1952 |  |  | FALSE
3487 | Hydro | AT | REISSECK-KREUZECK | 68.3 |  |  | 1954 |  |  | FALSE
3488 | Hydro | NO | REKVATN | 24.3 |  |  | 1964 |  |  | FALSE
3489 | Hydro | RO | REMETI | 100 |  |  | 1985 |  |  | FALSE
3490 | Hydro | CH | REMPEN | 60 |  |  | 1926 |  |  | FALSE
3491 | Hydro | AT | REMSACH | 30.9 |  |  | 1995 |  |  | FALSE
3492 | Hydro | NO | RENDALEN | 92 |  |  | 1971 |  |  | FALSE
3493 | Biomass | IT | RENDE RECYCLING | 14.3 |  |  | 2007 |  |  | TRUE
3494 | Hydro | SE | RENGARD | 36 |  |  | 1971 |  |  | FALSE
3495 | Waste | DK | RENO-NORD | 17.9 |  |  | 2005 |  |  | TRUE
3496 | GasSteam | PT | RENOVA COGEN | 10.944 |  |  | 2008 |  | 49.05% | TRUE
3497 | Biomass | FR | REP LANDFILL | 21.695 |  |  | 2000 |  |  | FALSE
3498 | GasSteam | BG | REPUBLIKA | 24 |  |  | 1957 |  | 32.79% | TRUE
3499 | Lignite | BG | REPUBLIKA | 73.6 |  |  | 1956 |  | 30.8% | TRUE
3500 | GasSteam | RO | RESITA | 17.28 |  |  | 1954 |  | 31.84% | TRUE
3501 | OCGT | DE | RESSE GELSENKIRCHEN | 10.3782 |  |  | 1990 |  | 35.1% | TRUE
3502 | Hydro | ES | RESTANO | 14.4 |  |  | 1962 |  |  | FALSE
3503 | OCOT | IT | RETE-I | 9.8206 |  |  | 1980 |  | 32.5% | FALSE
3504 | CCGT | IT | RETE-II | 59.52 |  |  | 2003 |  | 55.33% | FALSE
3505 | Coal | IT | RETE-II | 17.3445 |  |  | 1988 |  | 41.67% | TRUE
3506 | Hydro | RO | RETEZAT | 335 |  |  | 1986 |  |  | FALSE
3507 | Coal | DE | REUTER | 215.76 |  |  | 1953 |  | 30.52% | TRUE
3508 | Coal | DE | REUTER WEST | 558 |  |  | 1979 |  | 38.81% | TRUE
3509 | PSP | FR | REVIN | 800 | 800 | 6400 | 1974 |  |  | FALSE
3510 | OCGT | GR | REVYTHOUSA LNG TERMINAL | 29.4 |  |  | 2009 |  | 40.04% | TRUE
3511 | Hydro | UK | RHEIDOL | 39 |  |  | 1961 |  |  | FALSE
3512 | Hydro | DE | RHEINAU | 13.788 |  |  | 1957 |  |  | FALSE
3513 | Hydro | CH | RHEINAU (CH) | 36.8 |  |  | 1956 |  |  | FALSE
3514 | CCGT | DE | RHEINBERG WORKS | 65.28 |  |  | 1996 |  | 50.67% | FALSE
3515 | Hydro | DE | RHEINFELDEN-1 | 18.2 |  |  | 1897 |  |  | FALSE
3516 | Hydro | DE | RHEINFELDEN-2 | 100 |  |  | 2011 |  |  | FALSE
3517 | Hydro | FR | RHINAU | 160.8 |  |  | 1963 |  |  | FALSE
3518 | OCOT | IE | RHODE PEAKER | 100.352 |  |  | 2004 |  | 38.74% | FALSE
3519 | OilSteam | FR | RHODIA ST-FONS | 19.392 |  |  | 1961 |  | 34.07% | FALSE
3520 | OCGT | FR | RHODIA ST-FONS EXT | 42.14 |  |  | 1999 |  | 37.44% | TRUE
3521 | Hydro | CH | RHONE CHIPPIS | 40 |  |  | 1969 |  |  | FALSE
3522 | Hydro | ES | RIALB II | 24.6 |  |  | 2006 |  |  | FALSE
3523 | Hydro | ES | RIBA ROJA ENDESA | 262.8 |  |  | 1967 |  |  | FALSE
3524 | Hydro | ES | RIBADELAGO | 35.96 |  |  | 1955 |  |  | FALSE
3525 | CCGT | PT | RIBATEJO | 1128.96 |  |  | 2004 |  | 56% | FALSE
3528 | Hydro | ES | RICOBAYO (ESLA) | 283.2 |  |  | 1936 |  |  | FALSE
3529 | Hydro | CH | RIDDES | 278.5 |  |  | 1956 |  |  | FALSE
3530 | Coal | AT | RIEDERSBACH | 148.8 |  |  | 1986 |  | 41.04% | TRUE
3531 | Hydro | AT | RIEDINGTAL | 10.625 |  |  | 1985 |  |  | FALSE
3532 | Hydro | LV | RIGA HPP | 402 |  |  | 1974 |  |  | FALSE
3533 | CCGT | LV | RIGA-1 | 138.24 |  |  | 2005 |  | 56.67% | FALSE
3534 | CCGT | LV | RIGA-2 | 403.2 |  |  | 2008 |  | 58.67% | TRUE
3535 | GasSteam | LV | RIGA-2 | 211.2 |  |  | 1978 |  | 39.49% | TRUE
3536 | Hydro | HR | RIJEKA | 36.8 |  |  | 1968 |  |  | FALSE
3537 | GasSteam | HR | RIJEKA REFINERY | 38.4 |  |  | 1966 |  | 35.66% | FALSE
3538 | OilSteam | HR | RIJEKA TPP | 307.2 |  |  | 1978 |  | 39.49% | FALSE
3539 | CCGT | NL | RIJNMOND ENERGIE | 748.8 |  |  | 2004 |  | 56% | TRUE
3540 | Hydro | BG | RILA | 11.1 |  |  | 1928 |  |  | FALSE
3541 | OCOT | ES | RINCONADA SEVILLA | 16.17 |  |  | 2002 |  | 38.22% | TRUE
3542 | Nuclear | SE | RINGHALS | 3639.45 |  |  | 1975 |  | 33% | FALSE
3544 | Biomass | IE | RINGSEND WWTP | 16 |  |  | 2002 |  |  | TRUE
3545 | OCGT | DK | RINGSTED | 10.78 |  |  | 1997 |  | 36.92% | FALSE
3546 | CCGT | BE | RINGVAART | 344.64 |  |  | 1998 |  | 52% | FALSE
3547 | Hydro | IT | RIO RIVA | 16.9 |  |  | 2008 |  |  | FALSE
3548 | Hydro | ES | RIOSCURO | 15 |  |  | 1992 |  |  | FALSE
3549 | Biomass | FI | RISTIINA UPM | 10.46 |  |  | 2002 |  |  | TRUE
3550 | Hydro | CH | RITOM SBB | 44 |  |  | 1920 |  |  | FALSE
3551 | Hydro | SE | RITSEM | 320 |  |  | 1976 |  |  | FALSE
3552 | Hydro | RO | RIUL ALB | 40 |  |  | 2006 |  |  | FALSE
3553 | Hydro | IT | RIVA DEL GARDA | 213.1 |  |  | 1929 |  |  | FALSE
3554 | OCGT | IT | RIVA DEL GARDA MILL | 54.6252 |  |  | 1997 |  | 36.92% | TRUE
3555 | Hydro | FR | RIVIERES | 25.8 |  |  | 1979 |  |  | FALSE
3556 | CCGT | IT | RIVOLI CENTO | 17.856 |  |  | 1999 |  | 52.67% | TRUE
3557 | CCGT | IT | RIZZICONI | 768 |  |  | 2008 |  | 58.67% | FALSE
3558 | OCOT | DE | RKW DEGGENDORF | 24.6078 |  |  | 1980 |  | 32.5% | FALSE
3559 | OCOT | UK | RNAD COULPORT | 12.74 |  |  | 1992 |  | 35.62% | FALSE
3560 | GasSteam | FR | ROANNE TEXTILE | 29.184 |  |  | 1972 |  | 37.58% | TRUE
3561 | Hydro | CH | ROBBIA-I | 27 |  |  | 1956 |  |  | FALSE
3562 | GasSteam | DE | ROBERT FRANK | 467.52 |  |  | 1973 |  | 37.89% | FALSE
3563 | OCGT | DE | ROBERT FRANK | 53.9 |  |  | 1974 |  | 30.94% | FALSE
3564 | PSP | CH | ROBIEI | 163.2 | 163.2 | 1305.6 | 1968 |  |  | FALSE
3565 | CCGT | NL | ROCA (ROTTERDAM) | 211.584 |  |  | 1995 |  | 50% | FALSE
3566 | OCGT | NL | ROCA (ROTTERDAM) | 49.98 |  |  | 1982 |  | 33.02% | TRUE
3567 | Hydro | FR | ROCHE-AU-MOINE | 10.2 |  |  | 1931 |  |  | FALSE
3568 | CCGT | UK | ROCKSAVAGE | 710.4 |  |  | 1998 |  | 52% | FALSE
3569 | Biomass | PT | RODAO POWER | 11 |  |  | 2007 |  |  | TRUE
3570 | Biomass | BE | RODENHUIZE | 180 |  |  | 1978 |  |  | TRUE
3571 | GasSteam | BE | RODENHUIZE | 255.36 |  |  | 1965 |  | 35.34% | TRUE
3572 | Hydro | AT | RODUND | 203.6 |  |  | 1943 |  |  | FALSE
3573 | PSP | AT | RODUND | 276 | 276 | 2208 | 1976 |  |  | FALSE
3574 | GasSteam | SE | ROENNSKAERSVERKEN | 9.984 |  |  | 1973 |  | 37.89% | FALSE
3575 | OilSteam | FR | ROGERVILLE | 17.28 |  |  | 1974 |  | 38.21% | TRUE
3576 | Hydro | SE | ROJDAFORS | 32 |  |  | 1966 |  |  | FALSE
3577 | Coal | PL | ROKITA | 57.846 |  |  | 1962 |  | 33.39% | TRUE
3578 | Hydro | NO | ROLDAL | 160 |  |  | 1966 |  |  | FALSE
3579 | OCGT | IT | ROMA (BNL) | 12.348 |  |  | 1984 |  | 33.54% | FALSE
3580 | OCOT | IT | ROMA (DL) | 25.872 |  |  | 1986 |  | 34.06% | FALSE
3581 | OCGT | IT | ROMAGANO MILL | 14.7 |  |  | 2008 |  | 39.78% | TRUE
3582 | Lignite | RO | ROMAG-TERMO | 227.24 |  |  | 1986 |  | 39.8% | TRUE
3583 | OCGT | IT | ROME DP CENTER | 13.23 |  |  | 1995 |  | 36.4% | FALSE
3584 | CCGT | DE | ROMERBRUCKE | 59.52 |  |  | 1966 |  | 30.67% | FALSE
3585 | Coal | DE | ROMERBRUCKE | 84.63 |  |  | 2000 |  | 45.5% | TRUE
3586 | Hydro | IT | RONCOVALGRANDE (DELIO) | 625 |  |  | 1971 |  |  | FALSE
3587 | PSP | IT | RONCOVALGRANDE (DELIO) | 375 | 375 | 3000 | 1973 |  |  | FALSE
3588 | PSP | DE | RONKHAUSEN | 140 | 140 | 1120 | 1969 |  |  | FALSE
3589 | CCGT | UK | ROOSECOTE CENTRICA | 219.552 |  |  | 1991 |  | 47.33% | FALSE
3590 | Coal | PL | ROPCZYCE | 11.16 |  |  | 1976 |  | 37.85% | TRUE
3591 | Hydro | AT | ROSEGG-ST JAKOB | 89.8 |  |  | 1976 |  |  | FALSE
3592 | Hydro | AT | ROSENAU | 33.7 |  |  | 1953 |  |  | FALSE
3593 | Hydro | DE | ROSENHEIM WKW | 38.4 |  |  | 1960 |  |  | FALSE
3594 | GasSteam | SE | ROSENLUND | 28.8 |  |  | 1996 |  | 45.23% | TRUE
3595 | OilSteam | DE | ROSENTHAL MILL | 43.2 |  |  | 2000 |  | 46.5% | TRUE
3596 | CCGT | IT | ROSIGNANO | 734.4 |  |  | 1997 |  | 51.33% | FALSE
3597 | Waste | DK | ROSKILDE | 13.9 |  |  | 1999 |  |  | TRUE
3598 | Hydro | NO | ROSKREPP | 50 |  |  | 1980 |  |  | FALSE
3599 | Hydro | IT | ROSONE-CERESOLE | 65 |  |  | 1965 |  |  | FALSE
3600 | Hydro | IT | ROSONE-EUGIO | 65 |  |  | 1959 |  |  | FALSE
3601 | GasSteam | IT | ROSSANO CALABRO | 1228.8 |  |  | 1976 |  | 38.85% | FALSE
3602 | OCGT | IT | ROSSANO CALABRO | 446.88 |  |  | 1995 |  | 36.4% | FALSE
3603 | Hydro | CH | ROSSENS-HAUTERIVE | 69.7 |  |  | 1948 |  |  | FALSE
3604 | Hydro | AT | ROSSHAG | 232 |  |  | 1970 |  |  | FALSE
3605 | Hydro | DE | ROSSHAUPTEN | 45.5 |  |  | 1954 |  |  | FALSE
3606 | Coal | DE | ROSTOCK | 514.29 |  |  | 1994 |  | 43.59% | TRUE
3607 | CCGT | DE | ROSTOCK-MARIENEHE | 105.12 |  |  | 1996 |  | 50.67% | FALSE
3608 | Hydro | CH | ROTHENBRUNNEN EWZ | 135 |  |  | 1958 |  |  | FALSE
3609 | Hydro | CH | ROTHENBRUNNEN KWZ | 44 |  |  | 1976 |  |  | FALSE
3610 | OCGT | NL | ROTTERDAM EASTMAN | 63.504 |  |  | 1998 |  | 37.18% | TRUE
3611 | Hydro | SE | ROTTNEN | 18.8 |  |  | 1999 |  |  | FALSE
3612 | Hydro | FI | ROUHIALA | 120 |  |  | 1938 |  |  | FALSE
3613 | CCGT | FR | ROUVRAY | 98.88 |  |  | 2001 |  | 54% | FALSE
3614 | Hydro | IT | ROVESCA ALPE CAVALLI | 21.6 |  |  | 1926 |  |  | FALSE
3615 | Lignite | RO | ROVINARI | 1214.4 |  |  | 1976 |  | 36.8% | FALSE
3616 | Hydro | NO | ROYRVIKFOSS | 16.1 |  |  | 1966 |  |  | FALSE
3617 | Hydro | ES | ROZADIO | 11 |  |  | 1946 |  |  | FALSE
3618 | OCGT | NL | ROZENBURG AIR PRODUCTS | 21.56 |  |  | 1987 |  | 34.32% | TRUE
3619 | OCGT | NL | ROZENBURG EUROGEN | 112.602 |  |  | 1994 |  | 36.14% | TRUE
3620 | OCGT | NL | ROZENBURG PIGMENT | 13.72 |  |  | 1969 |  | 29.64% | FALSE
3621 | Hydro | RO | ROZNOV | 14 |  |  | 1964 |  |  | FALSE
3622 | Hydro | PL | ROZNOW | 50 |  |  | 1941 |  |  | FALSE
3623 | Hydro | RO | RUCAR | 46 |  |  | 2003 |  |  | FALSE
3624 | Hydro | CH | RUCHLIG | 12.05 |  |  | 1928 |  |  | FALSE
3625 | Waste | DE | RUDERSDORF | 35.5 |  |  | 2008 |  |  | TRUE
3626 | Coal | UK | RUGELEY-B | 930 |  |  | 1970 |  | 35.94% | FALSE
3627 | OCOT | UK | RUGELEY-B | 49 |  |  | 1969 |  | 29.64% | FALSE
3628 | Waste | DE | RUGENBERGER DAMM | 29 |  |  | 1999 |  |  | TRUE
3629 | Coal | BE | RUIEN | 520.8 |  |  | 1966 |  | 34.66% | FALSE
3630 | GasSteam | BE | RUIEN | 288 |  |  | 1974 |  | 38.21% | FALSE
3631 | OCGT | BE | RUIEN | 44.1 |  |  | 1998 |  | 37.18% | FALSE
3632 | Hydro | RO | RUIENI | 140 |  |  | 1992 |  |  | FALSE
3633 | Hydro | CH | RUPPERSWIL-AUENSTEIN | 40.3 |  |  | 1945 |  |  | FALSE
3634 | Hydro | CH | RUPPOLDINGEN | 23 |  |  | 2000 |  |  | FALSE
3635 | Hydro | RO | RUSANESTI | 53 |  |  | 1989 |  |  | FALSE
3636 | Coal | BG | RUSE IZTOK | 167.4 |  |  | 1964 |  | 34.02% | TRUE
3637 | Coal | BG | RUSE IZTOK | 102.3 |  |  | 1971 |  | 36.26% | FALSE
3638 | Hydro | SE | RUSFORS | 45 |  |  | 1962 |  |  | FALSE
3639 | Hydro | CH | RUSSEIN | 10.2 |  |  | 1947 |  |  | FALSE
3640 | CCGT | DE | RUSSELSHEIM WORKS | 109.344 |  |  | 1999 |  | 52.67% | FALSE
3641 | PSP | SK | RUZIN-1 | 60 | 60 | 480 | 1972 |  |  | FALSE
3642 | Coal | SK | RUZOMBEROK SCP | 41.385 |  |  | 1998 |  | 44.86% | TRUE
3643 | CCGT | SE | RYA GOTEBORG | 259.2 |  |  | 2006 |  | 57.33% | FALSE
3644 | Biomass | SE | RYAVERKET BORAS | 45 |  |  | 1965 |  |  | TRUE
3645 | Coal | PL | RYBNIK | 1599.6 |  |  | 1972 |  | 36.58% | TRUE
3646 | Hydro | CH | RYBURG-SCHWORSTADT | 120 |  |  | 1931 |  |  | FALSE
3647 | CCGT | UK | RYE HOUSE-II | 683.52 |  |  | 1994 |  | 49.33% | FALSE
3648 | Hydro | NO | RYGENE | 56 |  |  | 1978 |  |  | FALSE
3649 | CCGT | PL | RZESZOW | 96.96 |  |  | 2003 |  | 55.33% | TRUE
3650 | Waste | DE | RZR HERTEN | 49.5 |  |  | 1982 |  |  | TRUE
3651 | Hydro | IT | S COLOMBANO | 18.77 |  |  | 1966 |  |  | FALSE
3652 | Hydro | IT | S DAMIANO MACRA | 12.4 |  |  | 1916 |  |  | FALSE
3653 | Hydro | IT | S GIACOMO DI FRAELE | 42.5 |  |  | 1928 |  |  | FALSE
3654 | Hydro | IT | S GIACOMO SUL VOMANO | 282.48 |  |  | 1998 |  |  | FALSE
3655 | PSP | IT | S GIACOMO SUL VOMANO | 56 | 56 | 448 | 1998 |  |  | FALSE
3656 | Hydro | IT | S LAZZARO ENEL | 10.5 |  |  | 1958 |  |  | FALSE
3657 | Hydro | IT | S MASSENZA-I | 315 |  |  | 1953 |  |  | FALSE
3658 | Hydro | IT | S MASSENZA-II | 26.8 |  |  | 1957 |  |  | FALSE
3659 | OilSteam | IT | S NAZZARO DE' BURGONDI | 18.912 |  |  | 1977 |  | 39.17% | TRUE
3660 | Hydro | IT | S PANCRAZIO | 34.2 |  |  | 1958 |  |  | FALSE
3662 | Hydro | IT | S VALBURGA | 47.2 |  |  | 1960 |  |  | FALSE
3663 | GasSteam | DE | S300 | 74.88 |  |  | 1967 |  | 35.98% | TRUE
3664 | Coal | DE | SAARBRUCKEN | 213.9 |  |  | 1991 |  | 42.63% | TRUE
3665 | Hydro | FR | SABART | 29 |  |  | 1987 |  |  | FALSE
3666 | Hydro | FR | SABLONS | 160.7 |  |  | 1977 |  |  | FALSE
3667 | CCGT | ES | SABON | 384 |  |  | 2008 |  | 58.67% | FALSE
3668 | OilSteam | ES | SABON | 451.2 |  |  | 1972 |  | 37.58% | FALSE
3669 | Hydro | PT | SABUGUEIRO-I | 13.24 |  |  | 1947 |  |  | FALSE
3670 | Biomass | AT | SACHSENBURG | 10.14 |  |  | 2004 |  |  | TRUE
3671 | Hydro | DE | SACKINGEN | 73.6 |  |  | 1966 |  |  | FALSE
3672 | PSP | DE | SACKINGEN PSP | 330.4 | 330.4 | 2643.2 | 1967 |  |  | FALSE
3673 | Hydro | RO | SADU-V | 12 |  |  | 1963 |  |  | FALSE
3674 | Hydro | SE | SADVA | 31 |  |  | 1988 |  |  | FALSE
3675 | OCGT | DK | SAEBY | 15.974 |  |  | 1988 |  | 34.58% | TRUE
3676 | Hydro | CH | SAFIEN | 88 |  |  | 1957 |  |  | FALSE
3677 | Hydro | NO | SAGFOSSEN (NS) | 11.9 |  |  | 1980 |  |  | FALSE
3678 | Hydro | IT | SAGITTARIO | 20 |  |  | 1927 |  |  | FALSE
3679 | CCGT | ES | SAGUNTO | 1164.096 |  |  | 2007 |  | 58% | FALSE
3680 | Hydro | ES | SAHECHORES | 20.225 |  |  | 2009 |  |  | FALSE
3681 | Hydro | NO | SAHEIM | 172.6 |  |  | 1916 |  |  | FALSE
3682 | Hydro | FR | SAILLANT | 14.7 |  |  | 1963 |  |  | FALSE
3683 | GasSteam | FR | SAILLAT MILL IP | 43.2 |  |  | 1963 |  | 34.71% | TRUE
3684 | Waste | FR | SAILLAT MILL IP CHP | 12 |  |  | 2007 |  |  | TRUE
3685 | OCGT | FR | SAILLAT MILL SOPALI | 24.5 |  |  | 2000 |  | 37.7% | TRUE
3686 | Nuclear | FR | SAINT-ALBAN | 2623.9 |  |  | 1985 |  | 33% | FALSE
3687 | Hydro | FR | SAINT-CASSIEN | 17.6 |  |  | 1966 |  |  | FALSE
3688 | Hydro | FR | SAINT-CHAMAS | 150 |  |  | 1964 |  |  | FALSE
3689 | Hydro | FR | SAINT-DALMAS | 45.8 |  |  | 1954 |  |  | FALSE
3690 | PSP | FR | SAINTE-CROIX | 50 | 50 | 400 | 1973 |  |  | FALSE
3691 | Hydro | FR | SAINT-EGREVE | 46 |  |  | 1990 |  |  | FALSE
3692 | Hydro | FR | SAINT-ESTEVE | 141.1 |  |  | 1960 |  |  | FALSE
3693 | Hydro | FR | SAINT-ETIENNE-CANTALES | 106.5 |  |  | 1941 |  |  | FALSE
3694 | Hydro | FR | SAINTE-TULLE | 90 |  |  | 1963 |  |  | FALSE
3695 | Hydro | FR | SAINT-GENIEZ-O-MERLE | 36.9 |  |  | 1945 |  |  | FALSE
3696 | CCGT | BE | SAINT-GHISLAIN | 345.6 |  |  | 2000 |  | 53.33% | FALSE
3697 | Hydro | FR | SAINT-GUILLERME II | 114.6 |  |  | 1983 |  |  | FALSE
3698 | Hydro | FR | SAINT-HILAIRE | 38.1 |  |  | 1958 |  |  | FALSE
3699 | Hydro | FR | SAINT-JULIEN | 21.4 |  |  | 1966 |  |  | FALSE
3700 | Hydro | FR | SAINT-LARY | 21 |  |  | 1972 |  |  | FALSE
3701 | Nuclear | FR | SAINT-LAURENT | 1816.4 |  |  | 1981 |  | 33% | FALSE
3702 | Hydro | FR | SAINT-MARC EDF | 12.4 |  |  | 1930 |  |  | FALSE
3703 | Hydro | FR | SAINT-MARTIN-VESUBIE | 48.6 |  |  | 1958 |  |  | FALSE
3704 | OCGT | FR | SAINT-OUEN CPCU | 122.5 |  |  | 2002 |  | 38.22% | TRUE
3705 | Hydro | FR | SAINT-PIERRE-COGNET | 99 |  |  | 1955 |  |  | FALSE
3706 | OCGT | HU | SAJOBABONY PLANT | 11.76 |  |  | 2006 |  | 39.26% | TRUE
3707 | OCGT | HU | SAJOSZOGED | 120.54 |  |  | 1998 |  | 37.18% | FALSE
3708 | Hydro | BA | SALAKOVAC | 210 |  |  | 1982 |  |  | FALSE
3709 | Hydro | PT | SALAMONDE-I | 42 |  |  | 1953 |  |  | FALSE
3710 | Hydro | ES | SALAS | 53.1 |  |  | 1973 |  |  | FALSE
3711 | Hydro | IT | SALBERTRAND-CHIOMONTE | 16.2 |  |  | 1910 |  |  | FALSE
3712 | Hydro | ES | SALIENT | 17.04 |  |  | 1952 |  |  | FALSE
3713 | Hydro | FR | SALIGNAC | 87.2 |  |  | 1975 |  |  | FALSE
3714 | Hydro | ES | SALIME | 126 |  |  | 1953 |  |  | FALSE
3715 | OilSteam | IT | SALIONZE | 76.8 |  |  | 1966 |  | 35.66% | FALSE
3716 | Hydro | IT | SALISANO PESCHIERA | 40 |  |  | 1971 |  |  | FALSE
3717 | Hydro | SE | SALLSJO | 172 |  |  | 1964 |  |  | FALSE
3718 | Biomass | FI | SALMI IISLAMI | 14.73 |  |  | 2002 |  |  | TRUE
3719 | Coal | FI | SALMISAARI | 158.1 |  |  | 1984 |  | 40.4% | TRUE
3720 | Hydro | FR | SALON | 91.8 |  |  | 1964 |  |  | FALSE
3721 | Hydro | IT | SALSOMINORE | 15.6 |  |  | 1930 |  |  | FALSE
3722 | CCGT | UK | SALTEND | 1152 |  |  | 2000 |  | 53.33% | FALSE
3723 | Hydro | ES | SALTO DE COFRENTES | 124.2 |  |  | 1951 |  |  | FALSE
3724 | Hydro | ES | SALTO DE DOMENO | 20.4 |  |  | 2003 |  |  | FALSE
3725 | Hydro | ES | SALTO DEL NEGRO | 34 |  |  | 1969 |  |  | FALSE
3726 | CCGT | AT | SALZBURG MITTE | 81.6576 |  |  | 2001 |  | 54% | FALSE
3727 | OCGT | DE | SALZWEDEL | 15.5585 |  |  | 1996 |  | 36.66% | TRUE
3729 | Hydro | IT | SAMPEYRE | 36.2 |  |  | 1940 |  |  | FALSE
3730 | OilSteam | ES | SAN ADRIAN | 672 |  |  | 1973 |  | 37.89% | FALSE
3731 | Hydro | ES | SAN AGUSTIN | 65.28 |  |  | 1961 |  |  | FALSE
3732 | Hydro | IT | SAN ANTONIO ENEL | 72 |  |  | 1952 |  |  | FALSE
3733 | Hydro | IT | SAN BERNARDO | 34.24 |  |  | 1928 |  |  | FALSE
3734 | Hydro | ES | SAN CLODIO | 17.6 |  |  | 1970 |  |  | FALSE
3735 | Hydro | ES | SAN CRISTOBAL ORENSE | 11 |  |  | 1956 |  |  | FALSE
3736 | Hydro | ES | SAN ESTEBAN | 265.48 |  |  | 1955 |  |  | FALSE
3737 | OilSteam | IT | SAN FILIPPO DEL MELA | 1228.8 |  |  | 1971 |  | 37.26% | FALSE
3738 | Hydro | IT | SAN FIORANO ENEL | 280.4 |  |  | 1973 |  |  | FALSE
3739 | PSP | IT | SAN FIORANO ENEL | 280 | 280 | 2240 | 1974 |  |  | FALSE
3740 | Hydro | IT | SAN FLORIANO EGNA | 135 |  |  | 1956 |  |  | FALSE
3741 | Hydro | IT | SAN FOCA VILLA | 13.54 |  |  | 1988 |  |  | FALSE
3742 | OCGT | ES | SAN JOSE RINCONADA | 16.17 |  |  | 2003 |  | 38.48% | TRUE
3743 | Hydro | ES | SAN JUAN | 33.44 |  |  | 1955 |  |  | FALSE
3744 | Hydro | ES | SAN JUAN DE TORAN | 13.2 |  |  | 1963 |  |  | FALSE
3745 | Hydro | IT | SAN LEONARDO | 22 |  |  | 1988 |  |  | FALSE
3746 | OCGT | ES | SAN MARTIN WWTP | 24.5784 |  |  | 2001 |  | 37.96% | TRUE
3747 | Geothermal | IT | SAN MARTINO ENEL | 40 |  |  | 1985 |  |  | FALSE
3748 | Hydro | ES | SAN MAURICI | 14.64 |  |  | 1954 |  |  | FALSE
3749 | Hydro | ES | SAN PEDRO IBERDROLA-1 | 40 |  |  | 1959 |  |  | FALSE
3750 | CCGT | IT | SAN QUIRICO | 127.68 |  |  | 1996 |  | 50.67% | FALSE
3751 | CCGT | ES | SAN ROQUE ENDESA | 384 |  |  | 2002 |  | 54.67% | FALSE
3752 | CCGT | ES | SAN ROQUE GN | 384 |  |  | 2002 |  | 54.67% | FALSE
3753 | OCGT | ES | SAN ROQUE REFINERY | 112.7196 |  |  | 1994 |  | 36.14% | TRUE
3754 | OCOT | ES | SAN SADURNIMO INTASA | 24.892 |  |  | 1997 |  | 36.92% | TRUE
3755 | OCGT | IT | SAN SALVO | 11.172 |  |  | 1967 |  | 29.12% | FALSE
3756 | Hydro | ES | SAN SEBASTIAN | 17.6 |  |  | 1959 |  |  | FALSE
3757 | Hydro | IT | SAN SILVESTRO | 25.5 |  |  | 1929 |  |  | FALSE
3758 | Waste | IT | SAN VITTORE DEL LAZIO | 12.5 |  |  | 2002 |  |  | FALSE
3759 | Hydro | BG | SANDANSKI | 14.4 |  |  | 1970 |  |  | FALSE
3760 | CCGT | UK | SANDBACH HAYS | 54.72 |  |  | 1999 |  | 52.67% | TRUE
3761 | OCGT | DE | SANDREUTH | 88.2 |  |  | 2005 |  | 39% | TRUE
3762 | Biomass | SE | SANDVIKSVERKET | 66 |  |  | 1974 |  |  | TRUE
3763 | OCGT | UK | SANDWICH FACTORY | 13.328 |  |  | 1993 |  | 35.88% | TRUE
3764 | Hydro | CH | SANETSCH | 18 |  |  | 1963 |  |  | FALSE
3765 | Hydro | IT | SANFRONT | 14.4 |  |  | 1960 |  |  | FALSE
3766 | Biomass | ES | SANGUESA | 30 |  |  | 2002 |  |  | FALSE
3767 | CCGT | IT | SANNAZZARO REFINERY | 999.36 |  |  | 2004 |  | 56% | FALSE
3768 | OCGT | IT | SANNAZZARO REFINERY | 52.675 |  |  | 1989 |  | 34.84% | TRUE
3769 | OCOT | IT | SANNAZZARO REFINERY | 18.62 |  |  | 1963 |  | 28.08% | TRUE
3770 | Hydro | ES | SANTA ANA ENDESA | 30 |  |  | 1961 |  |  | FALSE
3771 | Hydro | ES | SANTA ANA ENHER | 30.4 |  |  | 1962 |  |  | FALSE
3773 | CCGT | IT | SANTA BARBARA ENEL | 374.4 |  |  | 2006 |  | 57.33% | FALSE
3776 | Hydro | PT | SANTA LUZIA COIMBRA | 25.888 |  |  | 1943 |  |  | FALSE
3777 | Biomass | PT | SANTA MARIA | 10.75 |  |  | 2009 |  |  | FALSE
3778 | OCOT | PT | SANTA MARIA ENVIROIL | 14.7 |  |  | 2001 |  | 37.96% | TRUE
3779 | Hydro | ES | SANTA MARINA | 32.9 |  |  | 1958 |  |  | FALSE
3780 | Hydro | ES | SANTA TERESA IBERDROLA | 19.8 |  |  | 1963 |  |  | FALSE
3781 | Hydro | ES | SANTA UXIA | 99 |  |  | 1988 |  |  | FALSE
3782 | Hydro | IT | SANT'ANGELO | 58.4 |  |  | 1958 |  |  | FALSE
3783 | Biomass | IT | SANT'ANGELO DEI LOMBARDI | 17.922 |  |  | 2008 |  |  | FALSE
3784 | OCOT | ES | SANTIAGO FINSA | 24.5 |  |  | 1995 |  | 36.4% | FALSE
3785 | Hydro | ES | SANTIAGO JARES | 51.2 |  |  | 1967 |  |  | FALSE
3786 | Hydro | ES | SANTIAGO SIL | 14.4 |  |  | 1968 |  |  | FALSE
3788 | CCGT | ES | SANTURCE | 384 |  |  | 2004 |  | 56% | FALSE
3789 | OCOT | ES | SANTURCE | 16.954 |  |  | 1972 |  | 30.42% | FALSE
3790 | OilSteam | ES | SANTURCE | 882.1728 |  |  | 1969 |  | 36.62% | FALSE
3791 | Hydro | CH | SARELLI | 90 |  |  | 1978 |  |  | FALSE
3792 | Hydro | IT | SARENTINO | 23.8 |  |  | 1960 |  |  | FALSE
3794 | CCGT | IT | SARMATO | 174.72 |  |  | 1998 |  | 52% | FALSE
3795 | Hydro | NO | SARP | 76 |  |  | 1978 |  |  | FALSE
3796 | Coal | FR | SARRALBE | 11.346 |  |  | 1952 |  | 30.2% | FALSE
3797 | Hydro | FR | SARRANS | 121.32 |  |  | 1931 |  |  | FALSE
3799 | OCGT | NL | SAS VAN GENT | 28.8982 |  |  | 1982 |  | 33.02% | TRUE
3800 | Hydro | RO | SASCIORI | 42 |  |  | 1986 |  |  | FALSE
3801 | Hydro | CH | SASSELLO (ROVEREDO) | 20 |  |  | 1951 |  |  | FALSE
3802 | Hydro | FR | SASSENAGE | 10.1 |  |  | 1954 |  |  | FALSE
3803 | Geothermal | IT | SASSO PISANO | 20 |  |  | 1996 |  |  | FALSE
3804 | Hydro | ES | SASTAGO | 18.7 |  |  | 1908 |  |  | FALSE
3805 | Hydro | IT | SATRIANO-1 | 26.3 |  |  | 1999 |  |  | FALSE
3806 | Hydro | IT | SATRIANO-2 | 38.6 |  |  | 1997 |  |  | FALSE
3807 | Hydro | ES | SAU | 56 |  |  | 1963 |  |  | FALSE
3808 | Hydro | ES | SAUCELLE | 496 |  |  | 1956 |  |  | FALSE
3809 | Hydro | NO | SAUDA-II NEW | 23 |  |  | 1979 |  |  | FALSE
3810 | Hydro | NO | SAUDA-IV NEW | 47.8 |  |  | 1969 |  |  | FALSE
3811 | Hydro | FR | SAULT-BRENAZ | 46.2 |  |  | 1986 |  |  | FALSE
3812 | Hydro | NO | SAURDAL | 320 |  |  | 1985 |  |  | FALSE
3813 | PSP | NO | SAURDAL | 320 | 320 | 2560 | 1986 |  |  | FALSE
3814 | Waste | FR | SAUSHEIM | 13 |  |  | 1999 |  |  | FALSE
3815 | Hydro | FR | SAUT-DE-SABO | 26 |  |  | 1989 |  |  | FALSE
3816 | Hydro | FR | SAUVETERRE | 60 |  |  | 1973 |  |  | FALSE
3817 | Hydro | NO | SAVALEN | 57 |  |  | 1971 |  |  | FALSE
3818 | OilSteam | FI | SAVELA | 28.8 |  |  | 1974 |  | 38.21% | TRUE
3819 | Waste | SE | SAVENAS | 32 |  |  | 1994 |  |  | TRUE
3820 | Hydro | IT | SAVINER | 13 |  |  | 1953 |  |  | FALSE
3821 | Biomass | FI | SAVONLINNA MILL EXT | 19.6 |  |  | 2003 |  |  | TRUE
3822 | CCGT | IT | SCANDALE | 768 |  |  | 2010 |  | 60% | FALSE
3823 | Waste | IT | SCARLINO | 18 |  |  | 1999 |  |  | FALSE
3824 | Waste | BE | SCHAERBEEK | 33.4 |  |  | 1987 |  |  | FALSE
3825 | Hydro | CH | SCHAFFHAUSEN | 22.58 |  |  | 1963 |  |  | FALSE
3826 | Hydro | AT | SCHARDING-NEUHAUS | 100 |  |  | 1961 |  |  | FALSE
3827 | Hydro | DE | SCHEURING | 12.96 |  |  | 1980 |  |  | FALSE
3828 | Hydro | CH | SCHIFFENEN | 52 |  |  | 1964 |  |  | FALSE
3829 | Lignite | DE | SCHKOPAU-II | 883.2 |  |  | 1995 |  | 42.5% | TRUE
3830 | Hydro | AT | SCHNEIDERAU | 38.8 |  |  | 1943 |  |  | FALSE
3831 | Coal | DE | SCHOLVEN | 2064.6 |  |  | 1968 |  | 35.3% | FALSE
3832 | Hydro | AT | SCHONAU | 29.8 |  |  | 1972 |  |  | FALSE
3833 | GasSteam | DE | SCHONGAU MILL | 105.6 |  |  | 1965 |  | 35.34% | TRUE
3834 | Hydro | DE | SCHONGAU MILL | 24.4 |  |  | 1959 |  |  | FALSE
3835 | Biomass | DE | SCHONGAU-ALTENSTADT | 11.2 |  |  | 2001 |  |  | TRUE
3836 | Hydro | AT | SCHWABEK | 78.9 |  |  | 1943 |  |  | FALSE
3837 | Hydro | DE | SCHWABSTADL | 12.96 |  |  | 1980 |  |  | FALSE
3838 | Hydro | DE | SCHWAMMENAUEL | 14.35 |  |  | 1942 |  |  | FALSE
3839 | Hydro | AT | SCHWARZACH (SBG) | 120 |  |  | 1958 |  |  | FALSE
3840 | Lignite | DE | SCHWARZE PUMPE | 1472 |  |  | 1997 |  | 43.1% | TRUE
3841 | Lignite | DE | SCHWARZE PUMPE OXY | 27.6 |  |  | 2008 |  | 46.4% | FALSE
3842 | GasSteam | DE | SCHWARZHEIDE | 36.6096 |  |  | 1992 |  | 43.95% | TRUE
3843 | OCGT | DE | SCHWARZHEIDE | 75.1464 |  |  | 1994 |  | 36.14% | TRUE
3844 | OilSteam | AT | SCHWECHAT REFINERY | 164.544 |  |  | 1960 |  | 33.75% | TRUE
3845 | OilSteam | AT | SCHWECHAT REFINERY | 27.648 |  |  | 1960 |  | 33.75% | FALSE
3846 | Biomass | DE | SCHWEDT HAINDL | 12.4 |  |  | 1993 |  |  | TRUE
3847 | Biomass | DE | SCHWEDT LEIPA | 30.975 |  |  | 2010 |  |  | TRUE
3848 | OilSteam | DE | SCHWEDT REFINERY | 287.04 |  |  | 1998 |  | 45.86% | TRUE
3849 | Coal | DE | SCHWEINFURT | 26.97 |  |  | 1990 |  | 42.31% | TRUE
3850 | OCOT | DE | SCHWEINFURT | 21.56 |  |  | 1990 |  | 35.1% | FALSE
3851 | CCGT | DE | SCHWERIN-SUD | 66.816 |  |  | 1994 |  | 49.33% | FALSE
3852 | OCGT | UK | SCM CHEMICALS HUMBERSIDE | 11.76 |  |  | 1994 |  | 36.14% | TRUE
3853 | OilSteam | UK | SCUNTHORPE WORKS | 48.96 |  |  | 1975 |  | 38.53% | TRUE
3854 | CCGT | UK | SEABANK | 1100.16 |  |  | 1998 |  | 52% | FALSE
3855 | CCGT | UK | SEAL SANDS BASF | 72 |  |  | 1997 |  | 51.33% | FALSE
3856 | CCGT | UK | SEAL SANDS PHILLIPS | 55.68 |  |  | 1998 |  | 52% | FALSE
3857 | OCGT | UK | SEAL SANDS VIKING | 49 |  |  | 1997 |  | 36.92% | FALSE
3858 | GasSteam | UK | SEAL SANDS WORKS | 25.92 |  |  | 1976 |  | 38.85% | TRUE
3859 | Waste | FR | SEC LE MANS | 11.7 |  |  | 1991 |  |  | TRUE
3860 | Hydro | CH | SEDRUN | 150.75 |  |  | 1968 |  |  | FALSE
3861 | CCGT | IT | SEF FERRARA | 748.8 |  |  | 2010 |  | 60% | TRUE
3862 | Biomass | FI | SEINAJOKI (SEVO) | 125 |  |  | 1990 |  |  | TRUE
3863 | OCOT | FI | SEINAJOKI (SEVO) | 11.27 |  |  | 1969 |  | 29.64% | FALSE
3864 | Hydro | ES | SEIRA REBUILD | 37.01 |  |  | 1996 |  |  | FALSE
3865 | Hydro | FI | SEITAKORVA | 136 |  |  | 1963 |  |  | FALSE
3866 | Hydro | FI | SEITENOIKEA | 31 |  |  | 1961 |  |  | FALSE
3867 | Hydro | SE | SEITEVARE | 225 |  |  | 1970 |  |  | FALSE
3868 | CCGT | UK | SELLAFIELD | 166.5216 |  |  | 1994 |  | 49.33% | FALSE
3869 | Hydro | SE | SELSFORS | 61 |  |  | 1978 |  |  | FALSE
3870 | Geothermal | IT | SELVA | 20 |  |  | 1999 |  |  | FALSE
3871 | Coal | PL | SENDZIMIR WORKS | 80.91 |  |  | 1955 |  | 31.16% | FALSE
3872 | OCOT | SK | SENICA PLANT | 12.74 |  |  | 2003 |  | 38.48% | TRUE
3873 | Hydro | HR | SENJ | 216.655 |  |  | 1965 |  |  | FALSE
3874 | Hydro | ES | SEQUEIROS | 18 |  |  | 1952 |  |  | FALSE
3875 | CCGT | BE | SERAING | 446.4 |  |  | 1994 |  | 49.33% | FALSE
3876 | OCGT | BE | SERAING WORKS | 98 |  |  | 2003 |  | 38.48% | TRUE
3877 | CCGT | IT | SERENE CASSINO | 92.16 |  |  | 1998 |  | 52% | FALSE
3878 | CCGT | IT | SERENE MELFI | 92.16 |  |  | 1996 |  | 50.67% | FALSE
3879 | CCGT | IT | SERENE RIVALTA | 46.08 |  |  | 1998 |  | 52% | FALSE
3880 | CCGT | IT | SERENE SULMONA | 46.08 |  |  | 1998 |  | 52% | FALSE
3881 | CCGT | IT | SERENE TERMOLI | 92.16 |  |  | 1998 |  | 52% | FALSE
3882 | CCGT | IT | SERMIDE | 844.8 |  |  | 2003 |  | 55.33% | FALSE
3883 | GasSteam | IT | SERMIDE | 614.4 |  |  | 1982 |  | 40.76% | FALSE
3884 | Hydro | ES | SEROS | 44.6 |  |  | 1989 |  |  | FALSE
3885 | Hydro | FR | SERRE-PONCON | 384 |  |  | 1958 |  |  | FALSE
3886 | Hydro | DE | SERRIG | 12.1 |  |  | 1985 |  |  | FALSE
3887 | CCGT | IT | SERVOLA STEEL MILL | 220.8 |  |  | 2000 |  | 53.33% | FALSE
3888 | OCGT | IT | SERVOLA WORKS | 29.694 |  |  | 1962 |  | 27.82% | FALSE
3889 | Geothermal | IT | SESTA | 20 |  |  | 2002 |  |  | FALSE
3890 | CCGT | IT | SESTO SAN GIOVANNI | 109.056 |  |  | 1994 |  | 49.33% | FALSE
3891 | Hydro | BG | SESTRIMO | 240 |  |  | 1974 |  |  | FALSE
3892 | Hydro | ES | SESUE | 36 |  |  | 1964 |  |  | FALSE
3893 | Waste | FR | SET FAUCIGNY GENEVOIS | 10.9 |  |  | 1998 |  |  | FALSE
3894 | CCGT | IT | SETTIMO TORINESE | 48 |  |  | 1995 |  | 50% | FALSE
3895 | OilSteam | PT | SETUBAL | 960 |  |  | 1979 |  | 39.81% | FALSE
3896 | CCGT | UK | SEVERN POWER | 800.64 |  |  | 2010 |  | 60% | FALSE
3897 | OCGT | FR | SEYFERT DESCARTES MILL | 13.23 |  |  | 2000 |  | 37.7% | TRUE
3898 | PSP | GR | SFIKIA | 315 | 315 | 2520 | 1985 |  |  | FALSE
3899 | Coal | DE | SHAMROCK | 31.62 |  |  | 1982 |  | 39.76% | TRUE
3900 | Coal | DE | SHAMROCK | 83.7 |  |  | 1956 |  | 31.48% | FALSE
3901 | Waste | UK | SHEFFIELD WTE | 20 |  |  | 2006 |  |  | TRUE
3902 | GasSteam | NL | 'S-HERTOGENBOSCH | 11.2128 |  |  | 1992 |  | 43.95% | TRUE
3903 | Hydro | UK | SHIN | 24 |  |  | 1957 |  |  | FALSE
3904 | Hydro | AL | SHKOPETI | 24 |  |  | 1963 |  |  | FALSE
3905 | Biomass | UK | SHOTTON MILL | 25 |  |  | 2006 |  |  | TRUE
3906 | Coal | PL | SIARKOPOL | 39.525 |  |  | 1962 |  | 33.39% | TRUE
3907 | Waste | UK | SIDEWAY WTE | 12.5 |  |  | 1997 |  |  | FALSE
3908 | Waste | LU | SIDOR NEW | 15.3 |  |  | 2010 |  |  | TRUE
3909 | Hydro | CH | SIEBNEN | 51.52 |  |  | 1926 |  |  | FALSE
3910 | OCGT | PL | SIEDLCE | 14.308 |  |  | 2002 |  | 38.22% | TRUE
3911 | GasSteam | AT | SIEGENDORF FACTORY | 13.92 |  |  | 1964 |  | 35.02% | FALSE
3912 | Biomass | DE | SIEGERLAND | 16.81 |  |  | 2006 |  |  | TRUE
3913 | Coal | PL | SIEKIERKI | 421.29 |  |  | 1975 |  | 37.53% | TRUE
3914 | Coal | PL | SIERSZA | 738.42 |  |  | 1969 |  | 35.62% | TRUE
3915 | Hydro | IT | SIGNAYES | 42 |  |  | 1951 |  |  | FALSE
3916 | CCGT | FI | SIILINJARVI | 11.136 |  |  | 1983 |  | 42% | TRUE
3917 | CCGT | FI | SIILINJARVI | 13.344 |  |  | 1969 |  | 32.67% | FALSE
3918 | Hydro | SE | SIKFORS | 50 |  |  | 1990 |  |  | FALSE
3919 | Hydro | SE | SIL | 12 |  |  | 1976 |  |  | FALSE
3920 | Hydro | NO | SILDVIK | 60 |  |  | 1982 |  |  | FALSE
3921 | Waste | IT | SILEA LECCO | 14 |  |  | 2006 |  |  | FALSE
3922 | CCGT | DK | SILKEBORG | 104.64 |  |  | 1995 |  | 50% | FALSE
3923 | Hydro | SE | SILLRE | 11.7 |  |  | 1987 |  |  | FALSE
3924 | Coal | CZ | SILON | 54.405 |  |  | 1999 |  | 45.18% | TRUE
3925 | Hydro | CH | SILS EWZ REBUILD | 25 |  |  | 1996 |  |  | FALSE
3926 | Hydro | CH | SILS KHR | 230 |  |  | 1961 |  |  | FALSE
3927 | Hydro | ES | SILVON | 63 |  |  | 1959 |  |  | FALSE
3928 | Hydro | AT | SILZ | 501.7 |  |  | 1980 |  |  | FALSE
3929 | Hydro | NO | SIMA | 1120 |  |  | 1977 |  |  | FALSE
3930 | CCGT | IT | SIMERI CRICHI | 773.184 |  |  | 2007 |  | 58% | FALSE
3931 | Hydro | RO | SIMILEASCA | 11.7 |  |  | 1990 |  |  | FALSE
3932 | CCGT | AT | SIMMERING | 787.2 |  |  | 2009 |  | 59.33% | TRUE
3933 | OCGT | AT | SIMMERING | 144.06 |  |  | 1977 |  | 31.72% | FALSE
3934 | OilSteam | AT | SIMMERING | 340.8 |  |  | 1992 |  | 43.95% | TRUE
3935 | Biomass | AT | SIMMERING BIOMASS | 24.5 |  |  | 2006 |  |  | FALSE
3936 | Biomass | FI | SIMPELE | 33.6 |  |  | 1976 |  |  | TRUE
3937 | Coal | PT | SINES | 1162.5 |  |  | 1985 |  | 40.72% | FALSE
3938 | OCOT | PT | SINES | 16.464 |  |  | 1977 |  | 31.72% | FALSE
3939 | OCOT | PT | SINES REFINERY | 80.36 |  |  | 2009 |  | 40.04% | TRUE
3940 | OilSteam | PT | SINES REFINERY | 63.36 |  |  | 1976 |  | 38.85% | TRUE
3942 | OilSteam | HR | SISAK | 403.2 |  |  | 1970 |  | 36.94% | FALSE
3943 | OilSteam | HR | SISAK REFINERY | 33.216 |  |  | 1966 |  | 35.66% | TRUE
3944 | Hydro | NO | SISO | 180 |  |  | 1969 |  |  | FALSE
3945 | Hydro | FR | SISTERON | 214 |  |  | 1975 |  |  | FALSE
3946 | Nuclear | UK | SIZEWELL-B | 1254 |  |  | 1995 |  | 33% | FALSE
3947 | Waste | SE | SJOLUNDA | 26 |  |  | 2003 |  |  | TRUE
3948 | Hydro | NO | SJONA | 55 |  |  | 1973 |  |  | FALSE
3949 | Hydro | NO | SJONSTA | 69 |  |  | 1984 |  |  | FALSE
3950 | GasSteam | DK | SKAERBAEK | 397.44 |  |  | 1997 |  | 45.54% | TRUE
3951 | Hydro | NO | SKAFSA | 34.46 |  |  | 1953 |  |  | FALSE
3952 | OCGT | DK | SKAGEN CHP | 13.6122 |  |  | 1998 |  | 37.18% | TRUE
3953 | Hydro | CZ | SKALKA | 20.8 |  |  | 1955 |  |  | FALSE
3954 | Hydro | SE | SKALLBOLE | 45.32 |  |  | 1951 |  |  | FALSE
3955 | Biomass | SE | SKARBLACKA MILL | 50 |  |  | 2006 |  |  | TRUE
3956 | Coal | PL | SKAWINA | 455.7 |  |  | 1958 |  | 32.11% | FALSE
3957 | Hydro | NO | SKIBOTN | 72 |  |  | 1979 |  |  | FALSE
3958 | OCGT | DK | SKIVE-RESEN | 11.9952 |  |  | 1994 |  | 36.14% | TRUE
3959 | Hydro | NO | SKJAK | 33 |  |  | 1965 |  |  | FALSE
3960 | Hydro | NO | SKJEFSTADFOSS | 22.5 |  |  | 1910 |  |  | FALSE
3961 | Hydro | NO | SKJERKA NYE | 104 |  |  | 1997 |  |  | FALSE
3962 | Hydro | NO | SKJOMEN | 300 |  |  | 1972 |  |  | FALSE
3963 | Hydro | HR | SKLOPE | 22.5 |  |  | 1970 |  |  | FALSE
3964 | Hydro | SE | SKOGABY | 12.5 |  |  | 1922 |  |  | FALSE
3965 | Hydro | NO | SKOGFOSS | 54.2 |  |  | 1964 |  |  | FALSE
3966 | Biomass | SE | SKOGHALLS BRUK | 85 |  |  | 1977 |  |  | TRUE
3967 | Hydro | NO | SKOLLENBORG | 97 |  |  | 1983 |  |  | FALSE
3968 | GasSteam | MK | SKOPJE CHEMICALS | 12.48 |  |  | 1964 |  | 35.02% | FALSE
3969 | Hydro | NO | SKOTFOSS | 24 |  |  | 1953 |  |  | FALSE
3970 | Biomass | DK | SLAGELESE | 12 |  |  | 1990 |  |  | FALSE
3971 | Hydro | CZ | SLAPY | 144 |  |  | 1954 |  |  | FALSE
3972 | Hydro | RO | SLATINA DAM | 26 |  |  | 1981 |  |  | FALSE
3973 | OCGT | HR | SLAVONSKI BROD | 13.23 |  |  | 1994 |  | 36.14% | FALSE
3974 | Hydro | NO | SLIND | 20 |  |  | 1986 |  |  | FALSE
3976 | CCGT | NL | SLOECENTRALE | 835.2 |  |  | 2009 |  | 59.33% | FALSE
3977 | Coal | UK | SLOUGH | 27.9 |  |  | 1991 |  | 42.63% | TRUE
3978 | GasSteam | UK | SLOUGH | 45.216 |  |  | 1954 |  | 31.84% | TRUE
3979 | OCGT | UK | SLOUGH | 28.812 |  |  | 1981 |  | 32.76% | TRUE
3980 | Waste | UK | SLOUGH | 12.7 |  |  | 2002 |  |  | TRUE
3981 | Hydro | UK | SLOY | 130.45 |  |  | 1950 |  |  | FALSE
3982 | GasSteam | NL | SLUISKIL WORKS | 36.48 |  |  | 2005 |  | 48.09% | FALSE
3983 | OCGT | NL | SLUISKIL WORKS | 29.4 |  |  | 2007 |  | 39.52% | TRUE
3984 | Hydro | NO | SLUNKAJAVRRE | 21 |  |  | 1983 |  |  | FALSE
3985 | Hydro | NO | SMAVATNA | 19.6 |  |  | 1970 |  |  | FALSE
3986 | Hydro | NO | SMELAND | 24 |  |  | 1985 |  |  | FALSE
3987 | Hydro | GR | SMOKOVO | 10.4 |  |  | 2010 |  |  | FALSE
3988 | CCGT | UK | SMURFIT TOWNSEND MILL | 49.92 |  |  | 1998 |  | 52% | FALSE
3989 | GasSteam | FR | SNA LE HAVRE | 10.56 |  |  | 1968 |  | 36.3% | TRUE
3990 | OCGT | NO | SNOHVIT GAS PLANT | 210.7 |  |  | 2007 |  | 39.52% | TRUE
3991 | Waste | FR | SNVE-VESTA ROUEN | 32 |  |  | 2000 |  |  | FALSE
3992 | Hydro | NO | SOA | 36.8 |  |  | 1968 |  |  | FALSE
3993 | Hydro | CH | SOAZZA | 80 |  |  | 1961 |  |  | FALSE
3994 | Hydro | ES | SOBRADELO | 38.4 |  |  | 1971 |  |  | FALSE
3995 | Hydro | ES | SOBRON | 28.8 |  |  | 1961 |  |  | FALSE
3996 | Coal | FR | SOCHAU PLANT | 11.904 |  |  | 1953 |  | 30.52% | TRUE
3997 | OCOT | FR | SOCHAU PLANT | 46.06 |  |  | 1979 |  | 32.24% | FALSE
3998 | OCGT | FR | SOCHAUX WORKS EXT | 41.16 |  |  | 2000 |  | 37.7% | TRUE
3999 | Hydro | SE | SODERFORS | 18.8 |  |  | 1979 |  |  | FALSE
4000 | GasSteam | BG | SOFIA WORKS | 12.3744 |  |  | 1989 |  | 42.99% | TRUE
4001 | Hydro | AT | SOHLSTUFE HALLEIN | 11.7 |  |  | 1987 |  |  | FALSE
4002 | Hydro | NO | SOKNA | 25.7 |  |  | 1964 |  |  | FALSE
4003 | Hydro | NO | SOLBERGFOSS | 202 |  |  | 1924 |  |  | FALSE
4004 | Hydro | NO | SOLHOM | 200 |  |  | 1974 |  |  | FALSE
4005 | OCGT | UK | SOLIHULL PLANT | 12.544 |  |  | 1994 |  | 36.14% | TRUE
4006 | Hydro | PL | SOLINA | 146 |  |  | 1968 |  |  | FALSE
4007 | PSP | PL | SOLINA | 54 | 54 | 432 | 1968 |  |  | FALSE
4008 | Hydro | AT | SOLK | 58.8 |  |  | 1978 |  |  | FALSE
4009 | Hydro | SI | SOLKAN | 31.2 |  |  | 1984 |  |  | FALSE
4010 | GasSteam | FR | SOLLAC ATLANTIQUE WORKS | 14.976 |  |  | 1984 |  | 41.4% | TRUE
4011 | GasSteam | FR | SOLLAC WORKS | 92.16 |  |  | 1974 |  | 38.21% | TRUE
4012 | Hydro | SE | SOLLEFTEA | 61.8 |  |  | 1966 |  |  | FALSE
4013 | OCGT | PT | SOLVAY POVOA | 41.16 |  |  | 2002 |  | 38.22% | TRUE
4014 | Hydro | RO | SOMESUL CALD | 12 |  |  | 1983 |  |  | FALSE
4015 | OCGT | ES | SOMORROSTRO REFINERY | 36.75 |  |  | 1993 |  | 35.88% | TRUE
4016 | Waste | FR | SOMOVAL MONTHYON | 10.4 |  |  | 1998 |  |  | FALSE
4017 | Hydro | IT | SOMPLAGO | 166.3 |  |  | 1957 |  |  | FALSE
4022 | OCGT | DK | SONDERBORG | 39.2 |  |  | 1996 |  | 36.66% | TRUE
4023 | Hydro | IT | SONDRIO | 144.1 |  |  | 1960 |  |  | FALSE
4024 | Hydro | NO | SONGA | 120 |  |  | 1965 |  |  | FALSE
4025 | Hydro | IT | SONICO | 71 |  |  | 1928 |  |  | FALSE
4026 | Waste | FR | SONITHERM NICE | 14 |  |  | 1982 |  |  | TRUE
4027 | Hydro | NO | SONNA HOY | 205 |  |  | 2009 |  |  | FALSE
4028 | Hydro | NO | SONNA LAV | 60 |  |  | 2009 |  |  | FALSE
4029 | CCGT | IT | SORA MILL | 43.296 |  |  | 1964 |  | 29.33% | TRUE
4030 | Hydro | NO | SORFJORD-1 | 67 |  |  | 1983 |  |  | FALSE
4033 | Hydro | DE | SORPE | 10.08 |  |  | 1933 |  |  | FALSE
4034 | Hydro | IT | SOSPIROLO | 40 |  |  | 1963 |  |  | FALSE
4035 | Lignite | SI | SOSTANJ | 317.4 |  |  | 1977 |  | 37.1% | FALSE
4036 | OCGT | SI | SOSTANJ | 88.2 |  |  | 2007 |  | 39.52% | FALSE
4037 | CCGT | ES | SOTO DE RIBERA | 401.376 |  |  | 2009 |  | 59.33% | FALSE
4038 | Lignite | ES | SOTO DE RIBERA | 565.8 |  |  | 1967 |  | 34.1% | FALSE
4039 | Hydro | FR | SOULOM | 20 |  |  | 1984 |  |  | FALSE
4040 | Hydro | ES | SOUTELO | 128 |  |  | 1994 |  |  | FALSE
4041 | PSP | ES | SOUTELO | 85 | 85 | 680 | 1994 |  |  | FALSE
4042 | CCGT | UK | SOUTH HUMBER BANK | 1225.92 |  |  | 1996 |  | 50.67% | FALSE
4043 | Hydro | IT | SOVERZENE | 210 |  |  | 1951 |  |  | FALSE
4044 | CCGT | UK | SPALDING INTERGEN | 806.4 |  |  | 2004 |  | 56% | FALSE
4045 | Hydro | BG | SPANCHEVO | 28 |  |  | 1979 |  |  | FALSE
4046 | CCGT | IT | SPARANISE | 768 |  |  | 2007 |  | 58% | FALSE
4047 | Hydro | AT | SPIELFELD | 13 |  |  | 1982 |  |  | FALSE
4048 | Hydro | CH | SPIEZ | 18.4 |  |  | 1986 |  |  | FALSE
4049 | Hydro | MK | SPILJE | 69 |  |  | 1969 |  |  | FALSE
4050 | Hydro | CH | SPINA ISOLA | 20.9 |  |  | 1962 |  |  | FALSE
4051 | CCGT | IT | SPINETTA MARENGO | 27.84 |  |  | 1992 |  | 48% | FALSE
4052 | Hydro | SE | SPJUTMO | 35 |  |  | 1971 |  |  | FALSE
4053 | OCOT | HR | SPLIT | 13.916 |  |  | 1993 |  | 35.88% | FALSE
4054 | CCGT | DE | SPREETAL | 67.2 |  |  | 1997 |  | 51.33% | FALSE
4055 | OCGT | UK | SPRINGFIELDS SITE | 11.956 |  |  | 1998 |  | 37.18% | FALSE
4056 | Hydro | AT | SPULLERSEE | 43.352 |  |  | 1980 |  |  | FALSE
4057 | Coal | PL | SREM METALLURGICAL | 9.765 |  |  | 1971 |  | 36.26% | FALSE
4058 | Coal | RS | SREMSKA MITROVICA | 17.205 |  |  | 1963 |  | 33.71% | TRUE
4059 | OilSteam | RS | SREMSKA MITROVICA | 30.72 |  |  | 1979 |  | 39.81% | TRUE
4060 | Hydro | IT | ST CLAIR CVA | 31 |  |  | 1950 |  |  | FALSE
4061 | Hydro | UK | ST FILLANS | 21 |  |  | 1957 |  |  | FALSE
4062 | Hydro | AT | ST JOHANN | 16.5 |  |  | 1990 |  |  | FALSE
4063 | Hydro | AT | ST MARTIN | 11.4 |  |  | 1965 |  |  | FALSE
4064 | Hydro | AT | ST PANTALEON | 52.1 |  |  | 1965 |  |  | FALSE
4065 | Hydro | AT | ST VEIT | 16.5 |  |  | 1988 |  |  | FALSE
4066 | Hydro | ES | STA EULALIA DE TABARA | 11 |  |  | 2004 |  |  | FALSE
4067 | OCGT | DE | STADE DOW | 263.032 |  |  | 1972 |  | 30.42% | TRUE
4068 | Hydro | SE | STADSFORSEN | 135 |  |  | 1939 |  |  | FALSE
4069 | Hydro | CH | STALDEN | 160 |  |  | 1965 |  |  | FALSE
4070 | OCOT | SE | STALLBACKA | 85.26 |  |  | 1979 |  | 32.24% | TRUE
4071 | Hydro | SE | STALON | 110 |  |  | 1961 |  |  | FALSE
4072 | Coal | PL | STALOWA WOLA | 209.25 |  |  | 1966 |  | 34.66% | TRUE
4073 | Coal | PL | STALOWA WOLA | 116.25 |  |  | 1966 |  | 34.66% | FALSE
4074 | Hydro | CH | STALVEDRO AET | 13 |  |  | 1968 |  |  | FALSE
4075 | Hydro | DE | STAMMHAM | 24 |  |  | 1956 |  |  | FALSE
4076 | Hydro | AT | STANING | 43.2 |  |  | 1985 |  |  | FALSE
4077 | Biomass | DE | STAPELFELD | 20 |  |  | 2005 |  |  | FALSE
4078 | Hydro | BG | STARA ZAGORA | 23.1 |  |  | 1954 |  |  | FALSE
4079 | CCGT | PL | STARACHOWICE | 35.52 |  |  | 2004 |  | 56% | FALSE
4080 | Waste | DE | STASSFURT EVZA | 28.14 |  |  | 2008 |  |  | TRUE
4081 | CCGT | DE | STASSFURT WORKS | 116.832 |  |  | 1996 |  | 50.67% | FALSE
4082 | Coal | DE | STAUDINGER | 716.1 |  |  | 1962 |  | 33.39% | TRUE
4083 | Coal | DE | STAUDINGER | 297.6 |  |  | 1970 |  | 35.94% | FALSE
4084 | GasSteam | DE | STAUDINGER | 635.52 |  |  | 1977 |  | 39.17% | FALSE
4085 | CCGT | UK | STAYTHORPE-C | 1632 |  |  | 2010 |  | 60% | FALSE
4086 | Hydro | IT | STAZZONA | 39.6 |  |  | 1938 |  |  | FALSE
4087 | OCGT | FR | ST-DENIS CHP | 41.16 |  |  | 2001 |  | 37.96% | TRUE
4088 | Hydro | CZ | STECHOVICE | 22.5 |  |  | 1943 |  |  | FALSE
4089 | PSP | CZ | STECHOVICE | 45 | 45 | 360 | 1996 |  |  | FALSE
4090 | Hydro | AT | STEEG-UBERLAND | 15.5 |  |  | 1966 |  |  | FALSE
4091 | Hydro | NO | STEINSFOSS | 109 |  |  | 1957 |  |  | FALSE
4092 | Hydro | NO | STEINSLAND | 148 |  |  | 1981 |  |  | FALSE
4093 | Hydro | RO | STEJARU | 210 |  |  | 1960 |  |  | FALSE
4094 | Waste | DE | STELLINGER MOOR | 11 |  |  | 1973 |  |  | FALSE
4095 | OCGT | DE | STENDAL BVT | 23.3377 |  |  | 1993 |  | 35.88% | FALSE
4096 | OilSteam | DE | STENDAL MILL | 96 |  |  | 2004 |  | 47.77% | TRUE
4097 | Hydro | SE | STENKULLAFORS | 57 |  |  | 1984 |  |  | FALSE
4098 | Hydro | SE | STENSELE | 50 |  |  | 1960 |  |  | FALSE
4099 | Hydro | SE | STENSJO | 95 |  |  | 1968 |  |  | FALSE
4100 | Coal | CZ | STETI MONDI | 46.5 |  |  | 2006 |  | 47.41% | TRUE
4101 | Coal | FR | ST-ETIENNE-DU-ROUVRAY | 19.158 |  |  | 1963 |  | 33.71% | FALSE
4102 | Biomass | UK | STEVENS CROFT | 44 |  |  | 2007 |  |  | FALSE
4103 | Biomass | UK | STEWARTBY LANDFILL | 12.32 |  |  | 1999 |  |  | FALSE
4104 | Biomass | AT | STEYREMUHL | 47.7 |  |  | 1968 |  |  | FALSE
4105 | OCGT | AT | STEYREMUHL | 39.2 |  |  | 1990 |  | 35.1% | TRUE
4106 | Hydro | FR | ST-GEORGE-DE-COMMIERS | 57.1 |  |  | 1964 |  |  | FALSE
4107 | Coal | DK | STIGSNAES | 423.15 |  |  | 1966 |  | 34.66% | FALSE
4108 | Hydro | RO | STINCA COSTESTI | 15 |  |  | 1978 |  |  | FALSE
4109 | Hydro | CH | ST-LEONARD | 31.68 |  |  | 1956 |  |  | FALSE
4110 | Coal | DE | STOCKEN | 241.8 |  |  | 1989 |  | 41.99% | TRUE
4111 | OCOT | SE | STOCKHOLM | 33.32 |  |  | 1989 |  | 34.84% | FALSE
4112 | Hydro | SE | STOCKHOLM ENERGI UNK | 21.25 |  |  | 1956 |  |  | FALSE
4113 | CCGT | UK | STOKE-ON-TRENT MICHELIN | 41.28 |  |  | 2002 |  | 54.67% | TRUE
4114 | Hydro | NO | STOLSDAL | 17 |  |  | 1986 |  |  | FALSE
4115 | Hydro | SE | STORASTROMMEN | 25 |  |  | 1963 |  |  | FALSE
4116 | Hydro | NO | STORDAL | 25.74 |  |  | 1974 |  |  | FALSE
4117 | Hydro | SE | STORFINNFORSEN | 111.9 |  |  | 1953 |  |  | FALSE
4118 | Hydro | SE | STORNORRFORS | 580 |  |  | 1958 |  |  | FALSE
4120 | Hydro | IT | STORO | 20 |  |  | 1960 |  |  | FALSE
4121 | Hydro | BG | STOUDEN KLADENETS | 76 |  |  | 1956 |  |  | FALSE
4122 | Waste | FR | STOURNEMIL | 12 |  |  | 1991 |  |  | FALSE
4123 | Hydro | FR | ST-PIERRE MAREGES | 122 |  |  | 1985 |  |  | FALSE
4124 | Hydro | NO | STRANDFOSSEN | 22.64 |  |  | 1979 |  |  | FALSE
4125 | Hydro | FR | STRASBOURG | 174.82 |  |  | 1970 |  |  | FALSE
4126 | Waste | FR | STRASBOURG WTE | 22 |  |  | 1995 |  |  | TRUE
4127 | Hydro | AT | STRASSEN-AMLACH | 60 |  |  | 1988 |  |  | FALSE
4128 | Hydro | GR | STRATOS-I | 150 |  |  | 1989 |  |  | FALSE
4129 | Hydro | DE | STRAUBING | 21.39 |  |  | 1994 |  |  | FALSE
4130 | Hydro | NO | STRAUMSMO | 130 |  |  | 1965 |  |  | FALSE
4131 | Hydro | RO | STREI | 15.8 |  |  | 1998 |  |  | FALSE
4132 | Hydro | RO | STREJESTI | 50 |  |  | 1979 |  |  | FALSE
4133 | Hydro | CZ | STREKOV | 19.5 |  |  | 1936 |  |  | FALSE
4134 | Biomass | IT | STRONGOLI | 40 |  |  | 2003 |  |  | FALSE
4135 | Hydro | AT | STRUBKLAMM REBUILD | 15 |  |  | 1984 |  |  | FALSE
4136 | Waste | FR | ST-THIBAULT-DES-VIGNES | 15 |  |  | 1995 |  |  | TRUE
4137 | Coal | DK | STUDSTRUP | 697.5 |  |  | 1984 |  | 40.4% | TRUE
4138 | OCOT | DK | STUDSTRUP | 12.25 |  |  | 1986 |  | 34.06% | FALSE
4139 | Hydro | SE | STUGUN | 37 |  |  | 1955 |  |  | FALSE
4140 | PSP | NO | STUVANE | 38 | 38 | 304 | 1988 |  |  | FALSE
4141 | Hydro | RO | SUBCETATE | 11.8 |  |  | 2003 |  |  | FALSE
4142 | Hydro | SK | SUCANY | 38.4 |  |  | 1958 |  |  | FALSE
4143 | Coal | RO | SUCEAVA | 93 |  |  | 1987 |  | 41.36% | TRUE
4144 | OCGT | DE | SUDSTADT | 32.34 |  |  | 1994 |  | 36.14% | TRUE
4145 | Hydro | RO | SUGAG | 150 |  |  | 1984 |  |  | FALSE
4146 | Waste | CH | SUHR | 11.15 |  |  | 1994 |  |  | FALSE
4147 | Hydro | IT | SUIVANA | 27 |  |  | 1934 |  |  | FALSE
4150 | Hydro | NO | SULDAL | 310 |  |  | 1965 |  |  | FALSE
4152 | Biomass | FI | SUMMA | 34 |  |  | 1972 |  |  | TRUE
4153 | Biomass | FI | SUMMA | 11 |  |  | 1972 |  |  | FALSE
4154 | Hydro | NO | SUNDSBARM | 103 |  |  | 1970 |  |  | FALSE
4155 | Hydro | NO | SUNDSFJORD | 96 |  |  | 1960 |  |  | FALSE
4156 | GasSteam | FI | SUNILA KOTKA MILL | 36.48 |  |  | 1985 |  | 41.72% | TRUE
4157 | CCGT | FI | SUOMENOJA | 228.48 |  |  | 2009 |  | 59.33% | TRUE
4158 | Coal | FI | SUOMENOJA | 74.4 |  |  | 1977 |  | 38.17% | TRUE
4159 | OCGT | FI | SUOMENOJA | 41.16 |  |  | 1989 |  | 34.84% | FALSE
4160 | Biomass | FI | SUOSILOLA | 32 |  |  | 1995 |  |  | TRUE
4161 | Hydro | ES | SUSQUEDA | 86.3 |  |  | 1967 |  |  | FALSE
4162 | Hydro | DE | SUSSENMUHLE-II | 20.054 |  |  | 1980 |  |  | FALSE
4163 | CCGT | UK | SUTTON BRIDGE | 725.856 |  |  | 1999 |  | 52.67% | FALSE
4164 | Hydro | NO | SVANDALSFLONA | 19.5 |  |  | 1976 |  |  | FALSE
4165 | OCGT | DK | SVANEMOLLE | 57.33 |  |  | 1994 |  | 36.14% | TRUE
4166 | Hydro | NO | SVARTELVA | 14 |  |  | 1959 |  |  | FALSE
4167 | Hydro | SE | SVARTHALSFORSEN | 80.1 |  |  | 1957 |  |  | FALSE
4168 | Hydro | NO | SVARTISEN | 350 |  |  | 1993 |  |  | FALSE
4169 | Hydro | NO | SVEAN | 30 |  |  | 1939 |  |  | FALSE
4170 | Hydro | SE | SVEG | 34.2 |  |  | 1976 |  |  | FALSE
4171 | Hydro | NO | SVELGEN | 49.3 |  |  | 1973 |  |  | FALSE
4172 | Hydro | NO | SVELGFOSS | 92 |  |  | 1958 |  |  | FALSE
4173 | OCGT | DK | SVENDBORG KOMMUNE | 15.288 |  |  | 1997 |  | 36.92% | TRUE
4174 | Coal | BG | SVILOSA | 111.6 |  |  | 1970 |  | 35.94% | TRUE
4175 | OilSteam | BG | SVILOSA | 11.52 |  |  | 2011 |  | 50.01% | TRUE
4176 | Hydro | NO | SVORKA | 23 |  |  | 1963 |  |  | FALSE
4177 | Hydro | NO | SVORKMO | 54.5 |  |  | 1983 |  |  | FALSE
4178 | CCGT | NL | SWENTIBOLD | 236.16 |  |  | 1999 |  | 52.67% | FALSE
4179 | Coal | PL | SWIECIE PULP MILL | 122.76 |  |  | 1963 |  | 33.71% | TRUE
4180 | Coal | PL | SZCZECIN | 44.64 |  |  | 1952 |  | 30.2% | TRUE
4181 | OCGT | HU | SZEKESFEHERVAR CHP | 23.912 |  |  | 2007 |  | 39.52% | TRUE
4182 | GasSteam | HU | SZNOLNOK MILL | 10.656 |  |  | 1955 |  | 32.16% | FALSE
4183 | Hydro | ES | TABESCAN INFERIOR | 32.04 |  |  | 1974 |  |  | FALSE
4184 | Hydro | ES | TABESCAN SUPERIOR | 120.44 |  |  | 1971 |  |  | FALSE
4185 | Lignite | CZ | TABOR | 15.364 |  |  | 1998 |  | 43.4% | TRUE
4186 | Hydro | NO | TAFJORD-2 | 28 |  |  | 1952 |  |  | FALSE
4187 | Hydro | NO | TAFJORD-3 | 19 |  |  | 1958 |  |  | FALSE
4188 | Hydro | NO | TAFJORD-4 | 130 |  |  | 1968 |  |  | FALSE
4189 | Hydro | NO | TAFJORD-5 | 82 |  |  | 1980 |  |  | FALSE
4190 | Coal | FI | TAHKOLUOTO (PORI) | 234.36 |  |  | 1976 |  | 37.85% | FALSE
4191 | Hydro | FI | TAINIONKOSKI | 56 |  |  | 1949 |  |  | FALSE
4192 | Hydro | IT | TAIO | 107.23 |  |  | 1951 |  |  | FALSE
4193 | Hydro | FI | TAIVALKOSKI | 132.9 |  |  | 1976 |  |  | FALSE
4194 | PSP | ES | TAJO DE LA ENCANTADA | 360 | 360 | 2880 | 1977 |  |  | FALSE
4195 | Hydro | ES | TALARN | 35.2 |  |  | 1989 |  |  | FALSE
4197 | CCGT | ES | TALOSA PLANT | 21.961 |  |  | 2002 |  | 54.67% | FALSE
4198 | Hydro | ES | TAMBRE | 70.26 |  |  | 1927 |  |  | FALSE
4199 | Hydro | IT | TANAGRO | 18.2 |  |  | 1975 |  |  | FALSE
4200 | PSP | ES | TANES | 133 | 133 | 1064 | 1978 |  |  | FALSE
4201 | Hydro | DE | TANNHEIM | 14.5 |  |  | 1963 |  |  | FALSE
4202 | PSP | DE | TANZMUHLE-RABENLEITE | 28 | 28 | 224 | 1959 |  |  | FALSE
4203 | OilSteam | PT | TAPADA DO OUTEIRO | 48 |  |  | 1967 |  | 35.98% | FALSE
4204 | CCGT | PT | TAPADA DO OUTEIRO II | 964.8 |  |  | 1998 |  | 52% | FALSE
4205 | OilSteam | IT | TARANTO (IP) | 36 |  |  | 1967 |  | 35.98% | FALSE
4206 | CCGT | IT | TARANTO CET | 521.28 |  |  | 1996 |  | 50.67% | FALSE
4207 | GasSteam | IT | TARANTO CET | 460.8 |  |  | 1973 |  | 37.89% | FALSE
4208 | OCGT | IT | TARANTO REFINERY | 41.16 |  |  | 1994 |  | 36.14% | TRUE
4209 | OilSteam | IE | TARBERT | 480 |  |  | 1976 |  | 38.85% | FALSE
4210 | Hydro | RO | TARGU JIU | 11.8 |  |  | 1995 |  |  | FALSE
4211 | Hydro | RO | TARNITA | 45 |  |  | 1974 |  |  | FALSE
4212 | Coal | PL | TARNOW | 95.604 |  |  | 1957 |  | 31.79% | TRUE
4213 | CCGT | ES | TARRAGONA ENDESA | 384 |  |  | 2004 |  | 56% | FALSE
4214 | OCGT | ES | TARRAGONA ERKIMIA | 12.74 |  |  | 1994 |  | 36.14% | TRUE
4215 | OCOT | ES | TARRAGONA GLASS PLANT | 11.76 |  |  | 1995 |  | 36.4% | FALSE
4216 | OCGT | ES | TARRAGONA ISCONDO | 12.9752 |  |  | 1994 |  | 36.14% | TRUE
4217 | CCGT | ES | TARRAGONA POWER | 392.64 |  |  | 2004 |  | 56% | TRUE
4218 | OCOT | ES | TARRAGONA REPSOL | 76.44 |  |  | 1994 |  | 36.14% | TRUE
4219 | Biomass | EE | TARTU CHP | 25 |  |  | 2009 |  |  | TRUE
4220 | Hydro | SE | TASAN | 40 |  |  | 1951 |  |  | FALSE
4221 | Hydro | SE | TASJO | 13 |  |  | 1978 |  |  | FALSE
4222 | GasSteam | HU | TATABANYA | 10.272 |  |  | 1982 |  | 40.76% | TRUE
4223 | GasSteam | HU | TATABANYA | 14.016 |  |  | 1974 |  | 38.21% | FALSE
4224 | OCGT | HU | TATABANYA | 17.64 |  |  | 2004 |  | 38.74% | TRUE
4225 | Hydro | CH | TAVANASA FRISAL | 12.5 |  |  | 1960 |  |  | FALSE
4226 | Hydro | CH | TAVANASA KVR | 180 |  |  | 1962 |  |  | FALSE
4227 | OCGT | FR | TAVAUX WORKS | 88.2 |  |  | 2000 |  | 37.7% | TRUE
4228 | OilSteam | FR | TAVAUX WORKS | 69.408 |  |  | 1929 |  | 23.87% | FALSE
4229 | CCGT | IT | TAVAZZANO | 1123.2 |  |  | 2004 |  | 56% | FALSE
4230 | GasSteam | IT | TAVAZZANO | 614.4 |  |  | 1991 |  | 43.63% | FALSE
4231 | OCOT | IE | TAWNAGHMORE | 98 |  |  | 2003 |  | 38.48% | FALSE
4232 | OCOT | UK | TAYLORS LANE | 137.2 |  |  | 1979 |  | 32.24% | FALSE
4233 | Waste | IT | TEC GIOIA TAURO WTE | 17 |  |  | 2005 |  |  | FALSE
4234 | OCGT | IT | TECH ITALIA | 82.32 |  |  | 1995 |  | 36.4% | FALSE
4235 | OCGT | IT | TECHNOCITY | 19.208 |  |  | 1998 |  | 37.18% | TRUE
4236 | CCGT | UK | TEESSIDE | 1752.96 |  |  | 1993 |  | 48.67% | FALSE
4237 | OCGT | UK | TEESSIDE | 42.14 |  |  | 1999 |  | 37.44% | FALSE
4238 | Waste | UK | TEESSIDE SITA | 29.2 |  |  | 1998 |  |  | FALSE
4239 | Hydro | IT | TEGLIA | 30.5 |  |  | 1935 |  |  | FALSE
4240 | Hydro | FR | TEILLET-ARGENTY | 16.8 |  |  | 1965 |  |  | FALSE
4241 | Nuclear | CZ | TEMELIN | 1900 |  |  | 2002 |  | 33% | FALSE
4242 | Hydro | GR | TEMENOS | 19.5 |  |  | 2003 |  |  | FALSE
4243 | Hydro | FR | TEMPLE | 31 |  |  | 1951 |  |  | FALSE
4245 | CCGT | NL | TER APELKANAAL SIEM | 27.288 |  |  | 1995 |  | 50% | FALSE
4246 | OCGT | NL | TER APELKANAAL SIEM | 11.8384 |  |  | 1990 |  | 35.1% | FALSE
4247 | Hydro | ES | TERMENS | 12 |  |  | 1964 |  |  | FALSE
4248 | GasSteam | IT | TERMINI IMERESE | 614.4 |  |  | 1979 |  | 39.81% | FALSE
4249 | OCGT | IT | TERMINI IMERESE | 490 |  |  | 1995 |  | 36.4% | FALSE
4250 | OilSteam | IT | TERMINI IMERESE | 105.6 |  |  | 1964 |  | 35.02% | FALSE
4251 | Biomass | IT | TERMOLI BIOMASS | 12.8 |  |  | 2002 |  |  | FALSE
4252 | CCGT | IT | TERMOLI ENERGIA | 734.4 |  |  | 2006 |  | 57.33% | FALSE
4253 | Waste | IT | TERMOUTILIZZATORE | 45 |  |  | 1998 |  |  | TRUE
4254 | Hydro | AT | TERNBERG | 40.4 |  |  | 1949 |  |  | FALSE
4255 | OCGT | NL | TERNEUZEN | 30.38 |  |  | 1969 |  | 29.64% | TRUE
4256 | CCGT | IT | TERNI EDISON | 100.8 |  |  | 2000 |  | 53.33% | FALSE
4257 | Hydro | ES | TERRADETS | 32.5 |  |  | 1935 |  |  | FALSE
4258 | Hydro | PT | TERRAGIDO NEW | 11.3 |  |  | 1992 |  |  | FALSE
4259 | Lignite | ES | TERUEL | 966 |  |  | 1979 |  | 37.7% | FALSE
4260 | Hydro | BG | TESHEL | 60 |  |  | 1971 |  |  | FALSE
4261 | Coal | SI | TE-TOL CHP | 115.32 |  |  | 1967 |  | 34.98% | TRUE
4262 | Hydro | DE | TEUFELSBRUCK | 25 |  |  | 1938 |  |  | FALSE
4263 | CCGT | IT | TEVEROLA SET | 384 |  |  | 2007 |  | 58% | FALSE
4264 | PSP | NO | TEVLA | 49.6 | 49.6 | 396.8 | 1993 |  |  | FALSE
4265 | GasSteam | NL | TEXEL TEBHIN | 14.4 |  |  | 1970 |  | 36.94% | TRUE
4266 | CCGT | UK | THAMES BOARD MILL | 10.56 |  |  | 1986 |  | 44% | FALSE
4267 | GasSteam | AT | THEISS | 155.52 |  |  | 1974 |  | 38.21% | FALSE
4268 | OCGT | AT | THEISS | 313.6 |  |  | 1974 |  | 30.94% | FALSE
4269 | OilSteam | AT | THEISS | 240 |  |  | 1976 |  | 38.85% | FALSE
4270 | OCGT | GR | THERMIE SERRES | 15.68 |  |  | 2007 |  | 39.52% | TRUE
4271 | CCGT | GR | THESSALONIKI POWER | 384 |  |  | 2005 |  | 56.67% | FALSE
4272 | CCGT | GR | THESSALONIKI WORKS | 10.5792 |  |  | 2001 |  | 54% | FALSE
4273 | Biomass | UK | THETFORD FIBROWATT | 38.5 |  |  | 1999 |  |  | FALSE
4275 | PSP | GR | THISAVROS | 300 | 300 | 2400 | 1997 |  |  | FALSE
4276 | CCGT | GR | THISVI ELPEDISON | 427.2 |  |  | 2010 |  | 60% | FALSE
4277 | CCGT | GR | THIVA HERON | 417.6 |  |  | 2010 |  | 60% | FALSE
4278 | OCGT | GR | THIVA HERON | 142.002 |  |  | 2004 |  | 38.74% | FALSE
4279 | CCGT | UK | THORNHILL | 48 |  |  | 1998 |  | 52% | TRUE
4280 | Waste | BE | THUMAIDE | 22.2 |  |  | 1985 |  |  | FALSE
4281 | Waste | CH | THUN WTE | 13 |  |  | 2004 |  |  | TRUE
4282 | OCGT | DE | THYROW | 294 |  |  | 1987 |  | 34.32% | TRUE
4283 | Hydro | CH | TIEFENCASTEL ALBULA | 24 |  |  | 1989 |  |  | FALSE
4284 | Hydro | CH | TIEFENCASTEL WEST | 25 |  |  | 1949 |  |  | FALSE
4285 | Hydro | CH | TIEFENCASTEL-OST | 52 |  |  | 1970 |  |  | FALSE
4286 | CCGT | DE | TIEFSTACK ERSATZ | 149.76 |  |  | 2007 |  | 58% | FALSE
4287 | Coal | DE | TIEFSTACK ERSATZ | 167.4 |  |  | 1993 |  | 43.27% | TRUE
4288 | Hydro | CH | TIERFEHD HINTERSAND | 40 |  |  | 1964 |  |  | FALSE
4289 | Hydro | CH | TIERFEHD LIMMERN | 261 |  |  | 1964 |  |  | FALSE
4290 | Nuclear | BE | TIHANGE | 2963.05 |  |  | 1975 |  | 33% | FALSE
4291 | Hydro | MK | TIKVES | 92 |  |  | 1968 |  |  | FALSE
4292 | CCGT | NL | TILBURG PLANT | 11.7024 |  |  | 1990 |  | 46.67% | FALSE
4293 | OCOT | UK | TILBURY | 17.15 |  |  | 1965 |  | 28.6% | FALSE
4294 | Hydro | RO | TILEAGD | 18 |  |  | 1989 |  |  | FALSE
4295 | Biomass | AT | TIMELKAM | 14.9 |  |  | 2006 |  |  | FALSE
4296 | CCGT | AT | TIMELKAM | 391.68 |  |  | 2009 |  | 59.33% | TRUE
4297 | CCGT | AT | TIMELKAM | 115.2 |  |  | 1974 |  | 36% | FALSE
4298 | Coal | AT | TIMELKAM | 61.38 |  |  | 1962 |  | 33.39% | FALSE
4299 | Hydro | IT | TIMPAGRANDE | 213.5 |  |  | 1963 |  |  | FALSE
4300 | Hydro | NO | TINFOS | 43.566 |  |  | 1956 |  |  | FALSE
4301 | Hydro | CH | TINIZONG | 67.2 |  |  | 1954 |  |  | FALSE
4302 | CCGT | FR | TIOXIDE CALAIS | 52.8 |  |  | 2000 |  | 53.33% | FALSE
4303 | Waste | ES | TIRMADRID | 29.8 |  |  | 1996 |  |  | FALSE
4305 | Hydro | RO | TISMANA | 106 |  |  | 1983 |  |  | FALSE
4306 | Lignite | CZ | TISOVA | 101.2 |  |  | 1958 |  | 31.4% | TRUE
4307 | Lignite | CZ | TISOVA | 197.8 |  |  | 1958 |  | 31.4% | FALSE
4308 | Hydro | NO | TISTEDALSFOSS | 24 |  |  | 1955 |  |  | FALSE
4309 | GasSteam | HU | TISZA-II | 864 |  |  | 1977 |  | 39.17% | FALSE
4310 | Hydro | HU | TISZALOK | 13.5 |  |  | 1957 |  |  | FALSE
4311 | OCGT | NO | TJELDBERGODDEN | 171.5 |  |  | 2008 |  | 39.78% | FALSE
4312 | Hydro | NO | TJODAN | 117 |  |  | 1985 |  |  | FALSE
4313 | Hydro | NO | TJORHOM | 120 |  |  | 1973 |  |  | FALSE
4314 | Hydro | DE | TOGING | 45.9 |  |  | 1924 |  |  | FALSE
4315 | Hydro | NO | TOKKE | 430 |  |  | 1960 |  |  | FALSE
4316 | GasSteam | IT | TOLMEZZO MILL | 10.4112 |  |  | 1963 |  | 34.71% | TRUE
4317 | OCGT | DK | TONDER FACTORY | 14.112 |  |  | 1996 |  | 36.66% | TRUE
4318 | Hydro | UK | TONGLAND | 33 |  |  | 1935 |  |  | FALSE
4319 | Hydro | NO | TONSTAD | 960 |  |  | 1968 |  |  | FALSE
4320 | Biomass | FI | TOPPILA | 190 |  |  | 1977 |  |  | TRUE
4321 | CCGT | IT | TOR DI VALLE | 120.6528 |  |  | 1997 |  | 51.33% | FALSE
4322 | OCGT | IT | TOR DI VALLE | 18.9336 |  |  | 1982 |  | 33.02% | TRUE
4323 | Hydro | ES | TORAN | 13.2 |  |  | 1963 |  |  | FALSE
4324 | Hydro | IT | TORBOLE | 124.6 |  |  | 1963 |  |  | FALSE
4325 | OCGT | ES | TORDERA FIBRAREL | 10.29 |  |  | 1990 |  | 35.1% | TRUE
4326 | Hydro | ES | TORINA | 15.2 |  |  | 1921 |  |  | FALSE
4327 | CCGT | IT | TORINO MIRAFORI | 140.16 |  |  | 1988 |  | 45.33% | FALSE
4328 | OCGT | IT | TORINO MIRAFORI | 38.22 |  |  | 1982 |  | 33.02% | TRUE
4329 | OilSteam | IT | TORINO MIRAFORI | 34.56 |  |  | 1964 |  | 35.02% | FALSE
4330 | OCGT | SE | TORNBY | 13.867 |  |  | 1991 |  | 35.36% | TRUE
4331 | Nuclear | UK | TORNESS | 1295.8 |  |  | 1988 |  | 33% | FALSE
4332 | Biomass | FI | TORNION CHP | 37 |  |  | 2008 |  |  | TRUE
4333 | Hydro | NO | TORPA | 150 |  |  | 1989 |  |  | FALSE
4334 | Hydro | SE | TORPSHAMMAR | 110 |  |  | 1975 |  |  | FALSE
4335 | Hydro | UK | TORR ACHILTY | 15 |  |  | 1950 |  |  | FALSE
4336 | PSP | PT | TORRAO | 140 | 140 | 1120 | 1988 |  |  | FALSE
4337 | PSP | ES | TORREJON | 129.6 | 129.6 | 1036.8 | 1966 |  |  | FALSE
4338 | OCGT | ES | TORRELAVEGA MILL | 84.28 |  |  | 2001 |  | 37.96% | TRUE
4339 | CCGT | ES | TORRELAVEGA SODA ASH PLANT | 52.8 |  |  | 1962 |  | 28% | FALSE
4340 | OCGT | IT | TORRENTE TONE | 21.0896 |  |  | 1998 |  | 37.18% | FALSE
4341 | OCOT | PT | TORRES NOVA PLANT | 11.76 |  |  | 2003 |  | 38.48% | FALSE
4342 | Coal | IT | TORREVALDALIGA NORD | 1841.4 |  |  | 2008 |  | 48.05% | FALSE
4343 | CCGT | IT | TORREVALDALIGA SUD | 1444.8 |  |  | 2005 |  | 56.67% | FALSE
4344 | OCGT | IT | TORREVALDALIGA SUD | 245 |  |  | 2005 |  | 39% | FALSE
4345 | OilSteam | IT | TORREVALDALIGA SUD | 321.6 |  |  | 1973 |  | 37.89% | FALSE
4346 | Hydro | IT | TORRITE | 66.99 |  |  | 1950 |  |  | FALSE
4347 | Hydro | SE | TORRON | 29 |  |  | 1979 |  |  | FALSE
4348 | OCGT | SE | TORSLANDA REFINERY | 13.23 |  |  | 1981 |  | 32.76% | FALSE
4349 | Waste | SE | TORSVIK | 14 |  |  | 2006 |  |  | TRUE
4350 | CCGT | ES | TORTOSA ENERGIA | 29.76 |  |  | 1996 |  | 50.67% | FALSE
4351 | OCGT | ES | TORTOSA ENERGIA | 13.034 |  |  | 2009 |  | 40.04% | TRUE
4352 | OilSteam | PL | TORUN WORKS | 28.8 |  |  | 1974 |  | 38.21% | TRUE
4353 | CCGT | IT | TORVISCOSA | 758.4 |  |  | 2006 |  | 57.33% | FALSE
4354 | GasSteam | IT | TOSCOLANO MILL | 15.4253 |  |  | 1962 |  | 34.39% | TRUE
4355 | OCGT | IT | TOSCOLANO MILL | 13.7376 |  |  | 1999 |  | 37.44% | TRUE
4356 | GasSteam | FR | TOURY | 10.08 |  |  | 1990 |  | 43.31% | FALSE
4357 | Hydro | PT | TOUVEDO | 22.2 |  |  | 1993 |  |  | FALSE
4358 | CCGT | BE | T-POWER | 412.8 |  |  | 2011 |  | 60.67% | FALSE
4359 | Hydro | SE | TRAENGSLET | 339.6 |  |  | 1959 |  |  | FALSE
4360 | OCGT | AT | TRAISKIRCHEN SEMPERIT | 10.9956 |  |  | 1996 |  | 36.66% | TRUE
4361 | GasSteam | BG | TRAJCO KOSTOV | 120.96 |  |  | 1964 |  | 35.02% | TRUE
4362 | Hydro | FR | TRAMEZAYGUES | 25.2 |  |  | 1931 |  |  | FALSE
4363 | Hydro | ES | TRANCO DE BEAS | 39.8 |  |  | 1953 |  |  | FALSE
4364 | Hydro | SE | TRANGFORS | 73 |  |  | 1974 |  |  | FALSE
4365 | OCGT | IT | TRAPANI | 166.012 |  |  | 1987 |  | 34.32% | FALSE
4366 | Hydro | SE | TRARYD | 14.4 |  |  | 1945 |  |  | FALSE
4367 | Hydro | AT | TRAUN-PUCKING | 45.8 |  |  | 1982 |  |  | FALSE
4368 | Geothermal | IT | TRAVALE | 60 |  |  | 2002 |  |  | FALSE
4369 | Lignite | SI | TRBOVLJE | 115 |  |  | 1966 |  | 33.8% | FALSE
4370 | OCOT | SI | TRBOVLJE | 61.74 |  |  | 1974 |  | 30.94% | FALSE
4371 | Waste | DE | TREA BREISGAU | 15 |  |  | 2005 |  |  | TRUE
4372 | Waste | DE | TREA LEUNA | 33.55 |  |  | 2005 |  |  | TRUE
4373 | Hydro | BA | TREBINJE | 176 |  |  | 1968 |  |  | FALSE
4374 | Lignite | CZ | TREBOVICE | 172.04 |  |  | 1953 |  | 29.9% | TRUE
4375 | OCGT | CZ | TREBOVICE | 34.3 |  |  | 1996 |  | 36.66% | FALSE
4376 | OCGT | IT | TRECATE REFINERY | 10.976 |  |  | 1972 |  | 30.42% | TRUE
4377 | Hydro | FR | TREIGNAC | 33.1 |  |  | 1951 |  |  | FALSE
4378 | Hydro | SK | TRENCIN | 16.1 |  |  | 1956 |  |  | FALSE
4379 | Hydro | PL | TRESNA | 23 |  |  | 1967 |  |  | FALSE
4380 | Hydro | ES | TRESPADERNE | 15.2 |  |  | 1947 |  |  | FALSE
4381 | Hydro | IT | TREZZO D'ADDA | 12 |  |  | 1998 |  |  | FALSE
4382 | Waste | IT | TREZZO SULL'ADDA | 18 |  |  | 2002 |  |  | FALSE
4383 | Hydro | IT | TRIANO | 24 |  |  | 1942 |  |  | FALSE
4384 | Nuclear | FR | TRICASTIN | 3629 |  |  | 1980 |  | 33% | FALSE
4385 | Waste | CH | TRIDEL | 19 |  |  | 2006 |  |  | TRUE
4386 | Hydro | AT | TRIEBENBACH | 11.89 |  |  | 1996 |  |  | FALSE
4387 | Hydro | DE | TRIER | 16.96 |  |  | 1961 |  |  | FALSE
4388 | Waste | IT | TRIESTE WTE | 19.75 |  |  | 2004 |  |  | TRUE
4389 | Nuclear | ES | TRILLO | 1012.7 |  |  | 1988 |  | 33% | FALSE
4390 | Waste | CH | TRIMMIS | 12.04 |  |  | 1990 |  |  | TRUE
4391 | Coal | CZ | TRINEC | 13.485 |  |  | 1952 |  | 30.2% | TRUE
4392 | OCGT | CZ | TRMICE | 68.6 |  |  | 1999 |  | 37.44% | TRUE
4393 | Hydro | NO | TROLLHEIM | 130 |  |  | 1969 |  |  | FALSE
4394 | OCOT | NO | TRONDHEIM | 63.994 |  |  | 1981 |  | 32.76% | FALSE
4395 | Hydro | FR | TRUEL | 23 |  |  | 1958 |  |  | FALSE
4396 | PSP | FR | TRUEL | 37 | 37 | 296 | 1982 |  |  | FALSE
4397 | GasSteam | BE | TUBIZE | 13.056 |  |  | 1969 |  | 36.62% | FALSE
4398 | Hydro | FR | TUCOY | 11.1 |  |  | 1958 |  |  | FALSE
4399 | Hydro | SE | TUGGEN | 110 |  |  | 1961 |  |  | FALSE
4400 | Hydro | FR | TUILIERES | 32 |  |  | 1950 |  |  | FALSE
4401 | Hydro | UK | TUMMEL BRIDGE | 34 |  |  | 1935 |  |  | FALSE
4402 | OCOT | PT | TUNES | 195.216 |  |  | 1973 |  | 30.68% | FALSE
4403 | OCGT | UK | TUNNEL REFINERIES | 14.21 |  |  | 1992 |  | 35.62% | TRUE
4404 | Hydro | NO | TUNNSJO | 25.7 |  |  | 1962 |  |  | FALSE
4405 | Hydro | NO | TUNNSJODAL | 116 |  |  | 1962 |  |  | FALSE
4406 | CCGT | IT | TURBIGO LEVANTE | 823.68 |  |  | 2008 |  | 58.67% | FALSE
4407 | OilSteam | IT | TURBIGO LEVANTE | 873.6 |  |  | 1967 |  | 35.98% | FALSE
4408 | Lignite | RO | TURCENI | 2125.2 |  |  | 1978 |  | 37.4% | FALSE
4409 | Waste | CH | TURGI | 12.9 |  |  | 1970 |  |  | FALSE
4410 | Hydro | SE | TURINGE | 18 |  |  | 1962 |  |  | FALSE
4411 | PSP | IE | TURLOUGH HILL | 292 | 292 | 2336 | 1973 |  |  | FALSE
4412 | Hydro | RO | TURNU | 70 |  |  | 1982 |  |  | FALSE
4413 | OCOT | BE | TURON | 19.6 |  |  | 1971 |  | 30.16% | FALSE
4414 | Lignite | PL | TUROW | 1752.6 |  |  | 1963 |  | 32.9% | TRUE
4415 | Hydro | CH | TURTMANN | 24 |  |  | 1954 |  |  | FALSE
4416 | Lignite | CZ | TUSIMICE | 736 |  |  | 1974 |  | 36.2% | TRUE
4417 | Hydro | NO | TUSSA | 60 |  |  | 1961 |  |  | FALSE
4418 | Lignite | BA | TUZLA | 460 |  |  | 1966 |  | 33.8% | TRUE
4419 | CCGT | HU | TVK EROMU | 34.56 |  |  | 2004 |  | 56% | FALSE
4420 | Hydro | NO | TYA | 42 |  |  | 1964 |  |  | FALSE
4421 | Coal | PL | TYCHY-II | 37.2 |  |  | 2002 |  | 46.14% | TRUE
4422 | CCGT | IE | TYNAGH | 387.84 |  |  | 2006 |  | 57.33% | FALSE
4423 | Waste | UK | TYSELEY WTE | 28 |  |  | 1996 |  |  | FALSE
4424 | Hydro | NO | TYSSO-II | 180 |  |  | 1967 |  |  | FALSE
4425 | OCOT | UK | UCL HOSPITAL | 11.76 |  |  | 2002 |  | 38.22% | FALSE
4426 | GasSteam | DE | UELZEN MILL | 9.792 |  |  | 1969 |  | 36.62% | FALSE
4427 | Lignite | BA | UGLJEVIK | 276 |  |  | 1985 |  | 39.5% | FALSE
4428 | Biomass | FI | UIMAHARJU MILL | 105 |  |  | 1993 |  |  | TRUE
4429 | OCGT | HU | UJPALOTA | 19.6098 |  |  | 2005 |  | 39% | TRUE
4430 | CCGT | HU | UJPEST | 103.68 |  |  | 2002 |  | 54.67% | FALSE
4431 | GasSteam | EE | ULEMISTE | 10.56 |  |  | 1962 |  | 34.39% | TRUE
4432 | Coal | DE | ULM | 14.5545 |  |  | 1992 |  | 42.95% | TRUE
4433 | Coal | DE | ULM | 10.3137 |  |  | 1950 |  | 29.56% | FALSE
4434 | Waste | DE | ULM WTE | 10.4 |  |  | 1997 |  |  | TRUE
4435 | GasSteam | AT | ULMERFELD | 10.8 |  |  | 1982 |  | 40.76% | FALSE
4436 | CCGT | DE | ULRICH HARTMAN | 542.4 |  |  | 2007 |  | 58% | FALSE
4437 | Hydro | NO | ULSET | 35 |  |  | 1985 |  |  | FALSE
4438 | Hydro | NO | ULVIK BKK | 17.65 |  |  | 1974 |  |  | FALSE
4439 | Hydro | NO | ULVUND | 18.27 |  |  | 1987 |  |  | FALSE
4440 | Hydro | AL | ULZA | 26.8 |  |  | 1957 |  |  | FALSE
4441 | Hydro | SE | UMLUSPEN | 95 |  |  | 1957 |  |  | FALSE
4442 | OCGT | DE | UMMELN | 58.8 |  |  | 1973 |  | 30.68% | FALSE
4443 | Coal | PL | UNIONTEX | 11.625 |  |  | 1938 |  | 25.74% | FALSE
4444 | Hydro | DE | UNTERBERGEN | 12.96 |  |  | 1983 |  |  | FALSE
4445 | Hydro | AT | UNTERE SILL | 27.99 |  |  | 1965 |  |  | FALSE
4446 | Hydro | DE | UNTEROPFINGEN | 14.1 |  |  | 1924 |  |  | FALSE
4447 | Hydro | SE | UNTRA | 24 |  |  | 1917 |  |  | FALSE
4448 | Hydro | DE | UPPENBORNWERK | 43.1 |  |  | 1930 |  |  | FALSE
4449 | Biomass | SE | UPPSALA CHP | 130 |  |  | 1973 |  |  | TRUE
4450 | Hydro | AT | URREITING | 16.5 |  |  | 1985 |  |  | FALSE
4451 | Hydro | DE | URSPRING | 12 |  |  | 1967 |  |  | FALSE
4452 | Hydro | AT | URSTEIN | 25.7 |  |  | 1971 |  |  | FALSE
4453 | Coal | UK | USKMOUTH | 334.8 |  |  | 1961 |  | 33.07% | FALSE
4454 | Hydro | FR | USSON | 10.3 |  |  | 1943 |  |  | FALSE
4455 | Hydro | NO | USTA | 180 |  |  | 1965 |  |  | FALSE
4456 | Hydro | NO | USTEKVEIKJA | 36.5 |  |  | 1983 |  |  | FALSE
4457 | Hydro | FI | UTANEN | 55.8 |  |  | 1957 |  |  | FALSE
4458 | Hydro | AT | UTTENDORF | 60 |  |  | 1990 |  |  | FALSE
4459 | CCGT | FI | UUSIKAUPUNKI | 10.656 |  |  | 1967 |  | 31.33% | TRUE
4460 | Hydro | RS | UVAC | 36 |  |  | 1979 |  |  | FALSE
4461 | Hydro | NO | UVDAL-1 | 94.2 |  |  | 1967 |  |  | FALSE
4462 | Hydro | NO | UVDAL-2 | 42.5 |  |  | 1967 |  |  | FALSE
4463 | Waste | BE | UVELIA | 30 |  |  | 2009 |  |  | FALSE
4464 | OCOT | PT | V NOVA FAMALICAO SARAMAGOS | 13.23 |  |  | 1993 |  | 35.88% | TRUE
4465 | OCOT | PT | V NOVA FAMALICAO SPE | 16.1896 |  |  | 1996 |  | 36.66% | TRUE
4466 | OCOT | FI | VAASA PILOT | 33.222 |  |  | 1998 |  | 37.18% | FALSE
4467 | Hydro | BG | VACHA | 21 |  |  | 1950 |  |  | FALSE
4468 | Hydro | RO | VADENI | 11 |  |  | 1992 |  |  | FALSE
4469 | CCGT | IT | VADO LIGURE | 748.8 |  |  | 2007 |  | 58% | FALSE
4470 | Coal | IT | VADO LIGURE | 595.2 |  |  | 1970 |  | 35.94% | FALSE
4471 | Hydro | RO | VADURI | 44 |  |  | 1965 |  |  | FALSE
4472 | OCOT | FR | VAIRES | 367.5 |  |  | 2008 |  | 39.78% | FALSE
4473 | Hydro | FI | VAJUKOSKI | 21 |  |  | 1984 |  |  | FALSE
4474 | Hydro | IT | VAL NOANA | 55.6 |  |  | 1958 |  |  | FALSE
4475 | Hydro | FR | VALABRES | 32.6 |  |  | 1952 |  |  | FALSE
4476 | GasSteam | CH | VALAIS WORKS | 19.488 |  |  | 1981 |  | 40.44% | TRUE
4477 | Hydro | FI | VALAJASKOSKI | 98.1 |  |  | 1960 |  |  | FALSE
4478 | Biomass | IT | VALBASENTO | 24 |  |  | 2008 |  |  | TRUE
4479 | OCGT | IT | VALBASENTO | 21.56 |  |  | 1999 |  | 37.44% | TRUE
4480 | Hydro | IT | VALCIMARRA CHIENTI | 14.5 |  |  | 1952 |  |  | FALSE
4481 | PSP | ES | VALDECANAS | 225 | 225 | 1800 | 1964 |  |  | FALSE
4482 | Biomass | ES | VALDEMINGOMEZ LF | 18.342 |  |  | 1992 |  |  | FALSE
4483 | Hydro | ES | VALDEOBISPO | 40 |  |  | 1966 |  |  | FALSE
4484 | Hydro | RO | VALEA IASULUI | 15 |  |  | 1969 |  |  | FALSE
4485 | Hydro | PT | VALEIRA | 240 |  |  | 1976 |  |  | FALSE
4486 | OCGT | ES | VALENCIA TALSA | 11.074 |  |  | 2000 |  | 37.7% | TRUE
4487 | Waste | FR | VALENCIENNES | 15 |  |  | 1977 |  |  | TRUE
4488 | Hydro | IT | VALINA | 10.15 |  |  | 1965 |  |  | FALSE
4489 | OCGT | FI | VALKEAKOSKI | 11.76 |  |  | 1999 |  | 37.44% | TRUE
4490 | GasSteam | FI | VALKEAKOSKI MILL | 21.3773 |  |  | 1982 |  | 40.76% | TRUE
4491 | CCGT | ES | VALLADOLID MICHELIN | 45.9312 |  |  | 2000 |  | 53.33% | FALSE
4492 | Hydro | ES | VALLAT | 15 |  |  | 1966 |  |  | FALSE
4493 | OCGT | ES | VALLE DE ESCOMBERAS | 24.5 |  |  | 2001 |  | 37.96% | TRUE
4494 | OilSteam | IT | VALLE DEL TIRSO | 134.4 |  |  | 1974 |  | 38.21% | TRUE
4495 | Geothermal | IT | VALLE SECOLO | 120 |  |  | 1991 |  |  | FALSE
4496 | CCGT | IT | VALLEMOSSO | 14.688 |  |  | 1992 |  | 48% | FALSE
4497 | OCGT | IT | VALLEMOSSO | 14.7 |  |  | 1998 |  | 37.18% | TRUE
4498 | Hydro | FR | VALLIERES | 14.7 |  |  | 1927 |  |  | FALSE
4499 | Biomass | SE | VALLVIKS BRUK | 28 |  |  | 2007 |  |  | TRUE
4500 | Waste | PT | VALORSUL WTE | 50 |  |  | 1999 |  |  | FALSE
4501 | PSP | ES | VALPARAISO | 67.5 | 67.5 | 540 | 1988 |  |  | FALSE
4502 | Hydro | IT | VALPELLINE | 130 |  |  | 1958 |  |  | FALSE
4503 | Hydro | NO | VAMMA | 215 |  |  | 1914 |  |  | FALSE
4504 | OCOT | FI | VANAJA GT | 47.04 |  |  | 1970 |  | 29.9% | FALSE
4505 | Nuclear | ES | VANDELLOS-II | 1032.745 |  |  | 1987 |  | 33% | FALSE
4506 | Hydro | NO | VANGEN | 38 |  |  | 1979 |  |  | FALSE
4507 | Hydro | FI | VANTTASKOSKI | 83 |  |  | 1972 |  |  | FALSE
4508 | OCGT | FR | VARANGEVILLE WORKS EXT | 42.14 |  |  | 1999 |  | 37.44% | TRUE
4509 | Hydro | HR | VARAZDIN | 94.58 |  |  | 1975 |  |  | FALSE
4510 | OCOT | SE | VARBERG | 11.76 |  |  | 1972 |  | 30.42% | FALSE
4511 | OilSteam | IT | VAREDO PLANT | 43.2 |  |  | 1961 |  | 34.07% | FALSE
4512 | CCGT | DE | VAREL MILL | 25.632 |  |  | 1989 |  | 46% | FALSE
4513 | Hydro | SE | VARGFORS | 136 |  |  | 1961 |  |  | FALSE
4514 | Hydro | SE | VARGON | 31 |  |  | 1931 |  |  | FALSE
4515 | GasSteam | FI | VARKAUS (VARENSO) | 71.4816 |  |  | 1990 |  | 43.31% | TRUE
4516 | Coal | BG | VARNA | 1171.8 |  |  | 1968 |  | 35.3% | TRUE
4517 | Biomass | SE | VARO MILL | 92 |  |  | 2007 |  |  | TRUE
4518 | Hydro | PT | VAROSA | 24.711 |  |  | 1934 |  |  | FALSE
4519 | Coal | SE | VARTAVERKET | 106.02 |  |  | 1990 |  | 42.31% | TRUE
4520 | OCGT | SE | VARTAVERKET | 33.124 |  |  | 1990 |  | 35.1% | FALSE
4521 | OCOT | SE | VARTAVERKET | 52.92 |  |  | 1969 |  | 29.64% | FALSE
4522 | OilSteam | SE | VARTAVERKET | 211.2 |  |  | 1976 |  | 38.85% | TRUE
4523 | Hydro | IT | VARZO-I CAIRASCA | 33.9 |  |  | 1910 |  |  | FALSE
4524 | Hydro | IT | VARZO-II | 34 |  |  | 2001 |  |  | FALSE
4525 | Hydro | SE | VASA | 15 |  |  | 1967 |  |  | FALSE
4526 | Coal | FI | VASKILUOTO | 221.34 |  |  | 1982 |  | 39.76% | TRUE
4527 | OilSteam | FI | VASKILUOTO | 154.56 |  |  | 1972 |  | 37.58% | FALSE
4528 | Biomass | SE | VASTERMALMS | 16.73 |  |  | 1993 |  |  | TRUE
4529 | GasSteam | SE | VASTHAMNSVERKET | 78.72 |  |  | 1986 |  | 42.04% | TRUE
4530 | OCGT | SE | VASTHAMNSVERKET | 42.14 |  |  | 2000 |  | 37.7% | TRUE
4531 | Hydro | AL | VAU I DEJES | 260 |  |  | 1971 |  |  | FALSE
4532 | Hydro | FR | VAUGRIS | 72 |  |  | 1980 |  |  | FALSE
4534 | Hydro | IT | VEDELLO | 37.32 |  |  | 1933 |  |  | FALSE
4535 | OCGT | NL | VEGHEL PLANT | 12.74 |  |  | 1983 |  | 33.28% | TRUE
4536 | OilSteam | FI | VEITSILUOTO MILL | 25.248 |  |  | 1977 |  | 39.17% | TRUE
4537 | PSP | HR | VELEBIT | 276 | 276 | 2208 | 1984 |  |  | FALSE
4538 | Coal | ES | VELILLA DEL RIO CARRION | 463.14 |  |  | 1964 |  | 34.02% | FALSE
4539 | Hydro | IT | VELINO | 17.65 |  |  | 1926 |  |  | FALSE
4540 | Hydro | ES | VELLE | 80 |  |  | 1966 |  |  | FALSE
4541 | GasSteam | NL | VELSEN | 346.56 |  |  | 1986 |  | 42.04% | TRUE
4542 | GasSteam | NL | VELSEN | 440.64 |  |  | 1974 |  | 38.21% | FALSE
4543 | OCGT | NL | VELSEN | 23.52 |  |  | 1975 |  | 31.2% | FALSE
4544 | OCGT | NL | VELSEN MILL | 19.8528 |  |  | 1984 |  | 33.54% | TRUE
4545 | OilSteam | NL | VELSEN MILL | 20.16 |  |  | 1965 |  | 35.34% | FALSE
4546 | Waste | DE | VELSEN WTE | 20.8 |  |  | 1997 |  |  | TRUE
4547 | Coal | DE | VELTHEIM | 390.6 |  |  | 1965 |  | 34.34% | FALSE
4548 | GasSteam | DE | VELTHEIM | 288 |  |  | 1974 |  | 38.21% | FALSE
4549 | OCGT | DE | VELTHEIM | 58.8 |  |  | 1975 |  | 31.2% | FALSE
4550 | Hydro | NO | VEMORK NEW | 205 |  |  | 1971 |  |  | FALSE
4551 | Hydro | NO | VEMUNDSBOTN | 45 |  |  | 1976 |  |  | FALSE
4552 | Hydro | IT | VENAMARTELLO | 26 |  |  | 1956 |  |  | FALSE
4553 | Hydro | IT | VENAUS (MONT-CENIS) | 240 |  |  | 1967 |  |  | FALSE
4554 | PSP | PT | VENDA NOVA-II | 160 | 160 | 1280 | 2007 |  |  | FALSE
4555 | OCGT | IT | VENEZIA REFINERY | 24.5 |  |  | 1993 |  | 35.88% | TRUE
4556 | Hydro | IT | VENINA | 84.6 |  |  | 1923 |  |  | FALSE
4557 | Hydro | FR | VENTHON | 10.4 |  |  | 1949 |  |  | FALSE
4558 | Hydro | IT | VERAMPIO REBUILD | 25 |  |  | 2009 |  |  | FALSE
4559 | OilSteam | IT | VERBANIA-PALLANZA | 19.2 |  |  | 1991 |  | 43.63% | FALSE
4560 | Hydro | CH | VERBANO I | 100 |  |  | 1953 |  |  | FALSE
4561 | Hydro | CH | VERBANO II | 50 |  |  | 1973 |  |  | FALSE
4562 | Hydro | CH | VERBOIS | 95.5 |  |  | 1943 |  |  | FALSE
4563 | CCGT | BE | VERBRANDE BRUG (BRULE) CC | 384 |  |  | 1986 |  | 44% | FALSE
4564 | CCGT | IT | VERCELLI ACTV | 44.16 |  |  | 2004 |  | 56% | TRUE
4565 | Hydro | AT | VERMUNT | 142 |  |  | 1939 |  |  | FALSE
4566 | Hydro | CH | VERNAYAZ | 83.4 |  |  | 1990 |  |  | FALSE
4567 | Hydro | RO | VERNESTI | 11.8 |  |  | 1989 |  |  | FALSE
4568 | CCGT | IT | VERONA BORGO TRENTO | 28.8 |  |  | 1994 |  | 49.33% | FALSE
4569 | OCGT | IT | VERONA CADIDAVID | 30.9386 |  |  | 1994 |  | 36.14% | TRUE
4570 | OilSteam | IT | VERONA CADIDAVID | 9.792 |  |  | 1970 |  | 36.94% | FALSE
4571 | OCGT | IT | VERONA CHP | 19.5804 |  |  | 2002 |  | 38.22% | TRUE
4572 | Hydro | FR | VERSILHAC | 12.8 |  |  | 1946 |  |  | FALSE
4573 | OCGT | CH | VERSOIX MILL | 17.934 |  |  | 1997 |  | 36.92% | TRUE
4574 | Hydro | IT | VERT | 16.2 |  |  | 1941 |  |  | FALSE
4575 | CCGT | IT | VERZUOLO GEVER | 115.2 |  |  | 2002 |  | 54.67% | FALSE
4576 | OilSteam | IT | VERZUOLO MILL | 23.808 |  |  | 1973 |  | 37.89% | FALSE
4577 | Hydro | NO | VESSINGFOSS | 40 |  |  | 1971 |  |  | FALSE
4578 | Waste | DK | VESTFORBRAENDING | 39 |  |  | 1998 |  |  | TRUE
4579 | Biomass | ES | VETEJAR | 12.55 |  |  | 1995 |  |  | FALSE
4580 | PSP | CH | VEYTAUX-HONGRIN | 255 | 255 | 2040 | 1972 |  |  | FALSE
4581 | Hydro | FR | VEYTON | 11.6 |  |  | 1960 |  |  | FALSE
4582 | PSP | LU | VIANDEN | 1100 | 1100 | 8800 | 1963 |  |  | FALSE
4583 | OCGT | DK | VIBORG | 37.5732 |  |  | 1996 |  | 36.66% | TRUE
4584 | Coal | BG | VIDIN WORKS | 111.6 |  |  | 1967 |  | 34.98% | TRUE
4585 | Hydro | ES | VIELHA | 22 |  |  | 1947 |  |  | FALSE
4586 | OCGT | BE | VIELSALM SPANOLUX | 18.62 |  |  | 1999 |  | 37.44% | TRUE
4587 | Hydro | SE | VIETAS | 330 |  |  | 1974 |  |  | FALSE
4588 | Hydro | CH | VIEZE REBUILD | 10.2 |  |  | 1963 |  |  | FALSE
4589 | Hydro | NO | VIGELANDS | 24 |  |  | 1972 |  |  | FALSE
4590 | Hydro | FR | VIGNOTAN | 46.5 |  |  | 1985 |  |  | FALSE
4591 | Hydro | PT | VILA COVA REBUILD | 23.4 |  |  | 2001 |  |  | FALSE
4593 | Hydro | PT | VILA NOVA | 90 |  |  | 1951 |  |  | FALSE
4594 | Hydro | PT | VILA NOVA-PARADELA | 54 |  |  | 1956 |  |  | FALSE
4595 | OCGT | ES | VILAFAMES PLANT | 13.72 |  |  | 2005 |  | 39% | TRUE
4596 | Hydro | PT | VILARINHO DAS FURNAS | 74 |  |  | 1972 |  |  | FALSE
4597 | PSP | PT | VILARINHO DAS FURNAS | 74 | 74 | 592 | 1987 |  |  | FALSE
4598 | Hydro | PT | VILAR-TABUACO | 58 |  |  | 1965 |  |  | FALSE
4599 | OCGT | ES | VILASECA PLANT | 22.9986 |  |  | 1988 |  | 34.58% | TRUE
4600 | OCGT | ES | VILCHES FACTORY | 20.58 |  |  | 1999 |  | 37.44% | TRUE
4601 | OCGT | ES | VILCHES HOG FARM | 17.052 |  |  | 2001 |  | 37.96% | FALSE
4602 | OilSteam | IT | VILLA DI SERIO | 73.92 |  |  | 1977 |  | 39.17% | FALSE
4603 | PSP | IT | VILLA GARGNANO | 139.62 | 139.62 | 1116.96 | 1964 |  |  | FALSE
4604 | Hydro | IT | VILLA RINALDI | 19.29 |  |  | 1988 |  |  | FALSE
4605 | GasSteam | IT | VILLA SANTA LUCIA MILL | 13.68 |  |  | 1998 |  | 45.86% | TRUE
4606 | Hydro | IT | VILLA SANTA MARIA | 60 |  |  | 1952 |  |  | FALSE
4607 | Hydro | AT | VILLACH | 24.6 |  |  | 1984 |  |  | FALSE
4608 | Hydro | ES | VILLALBA FENOSA | 10.4 |  |  | 1925 |  |  | FALSE
4609 | Hydro | ES | VILLALBA IBERDROLA | 12 |  |  | 1987 |  |  | FALSE
4610 | Hydro | ES | VILLALCAMPO | 206 |  |  | 1949 |  |  | FALSE
4611 | Hydro | ES | VILLANUA | 13.2 |  |  | 1978 |  |  | FALSE
4612 | Hydro | PT | VILLARINO | 810 |  |  | 1970 |  |  | FALSE
4613 | Hydro | FR | VILLARODIN (MONT-CENIS) | 360 |  |  | 1966 |  |  | FALSE
4614 | CCGT | ES | VILLARRUBIA PLANT | 24.816 |  |  | 1996 |  | 50.67% | FALSE
4615 | Hydro | FR | VILLENEUVE-SUR-LOT | 27 |  |  | 1969 |  |  | FALSE
4616 | Hydro | FR | VILLEREST | 58.7 |  |  | 1982 |  |  | FALSE
4617 | CCGT | IT | VILLORBA MILL | 18.816 |  |  | 2008 |  | 58.67% | FALSE
4618 | GasSteam | LT | VILNIUS-3 | 345.6 |  |  | 1982 |  | 40.76% | TRUE
4619 | Hydro | IT | VINADIO | 60 |  |  | 1956 |  |  | FALSE
4620 | Hydro | RO | VINATORI | 14 |  |  | 1963 |  |  | FALSE
4621 | Hydro | NO | VINJE | 300 |  |  | 1964 |  |  | FALSE
4622 | OCOT | HR | VINKOVCI | 13.524 |  |  | 1993 |  | 35.88% | FALSE
4623 | Hydro | HR | VINODOL | 84 |  |  | 1952 |  |  | FALSE
4624 | Hydro | FR | VINON | 28.3 |  |  | 1966 |  |  | FALSE
4625 | Hydro | CZ | VIR (CZ) | 12.88 |  |  | 1955 |  |  | FALSE
4626 | Hydro | BA | VISEGRAD | 315 |  |  | 1989 |  |  | FALSE
4627 | Hydro | CH | VISSOIE | 45 |  |  | 1958 |  |  | FALSE
4628 | Hydro | RO | VISTEA | 14.2 |  |  | 1989 |  |  | FALSE
4630 | OCOT | ES | VITORIA ENVIROIL | 15.288 |  |  | 1995 |  | 36.4% | FALSE
4631 | CCGT | ES | VITORIA MICHELIN | 45.96 |  |  | 2000 |  | 53.33% | FALSE
4632 | Coal | FR | VITRY | 502.2 |  |  | 1970 |  | 35.94% | FALSE
4633 | OCOT | FR | VITRY | 245 |  |  | 1997 |  | 36.92% | FALSE
4634 | OCGT | FR | VITRY CPCU | 122.5 |  |  | 2001 |  | 37.96% | TRUE
4635 | Hydro | NO | VITTINGFOSS | 20.4 |  |  | 1920 |  |  | FALSE
4636 | Hydro | SE | VITTJARV | 36 |  |  | 1974 |  |  | FALSE
4637 | Hydro | NO | VIULFOSS | 12.5 |  |  | 1958 |  |  | FALSE
4638 | Hydro | IT | VIZZOLA | 31.8 |  |  | 1938 |  |  | FALSE
4639 | CCOT | AL | VLORE-2 | 96 |  |  | 2009 |  | 59.33% | FALSE
4640 | Hydro | IT | VOBANO | 28 |  |  | 1931 |  |  | FALSE
4641 | OCGT | SE | VOELUND | 21.56 |  |  | 1991 |  | 35.36% | TRUE
4642 | Coal | DE | VOERDE | 1415.46 |  |  | 1982 |  | 39.76% | FALSE
4643 | Hydro | FR | VOGELGRUN | 140 |  |  | 1958 |  |  | FALSE
4644 | CCGT | IT | VOGHERA | 384 |  |  | 2005 |  | 56.67% | FALSE
4645 | Hydro | DE | VOHBURG | 23.31 |  |  | 1993 |  |  | FALSE
4646 | Hydro | FI | VOIKKAA | 23.8 |  |  | 1992 |  |  | FALSE
4647 | Hydro | RO | VOILA | 14.2 |  |  | 1989 |  |  | FALSE
4648 | Biomass | FI | VOIMAVASU SALO | 18.5 |  |  | 2000 |  |  | TRUE
4649 | GasSteam | SK | VOJANY | 211.2 |  |  | 1974 |  | 38.21% | FALSE
4650 | Coal | DE | VOLKLINGEN-FENNE | 378.51 |  |  | 1982 |  | 39.76% | TRUE
4651 | OCGT | DE | VOLKLINGEN-FENNE | 37.4968 |  |  | 2002 |  | 38.22% | TRUE
4652 | OCOT | DE | VOLKLINGEN-FENNE | 34.3 |  |  | 1983 |  | 33.28% | TRUE
4653 | Hydro | IT | VOLTURNO (ROCCHETTA)-I | 23.8 |  |  | 1917 |  |  | FALSE
4654 | OCGT | DK | VORDINBORG GREENHOUSE | 15.484 |  |  | 1995 |  | 36.4% | TRUE
4655 | Hydro | FR | VOUGLANS | 216 |  |  | 1967 |  |  | FALSE
4656 | PSP | FR | VOUGLANS | 72 | 72 | 576 | 1972 |  |  | FALSE
4657 | Hydro | CZ | VRANE | 13.88 |  |  | 1936 |  |  | FALSE
4658 | Hydro | NO | VRANGFOSS | 34 |  |  | 1962 |  |  | FALSE
4659 | Hydro | CZ | VRANOV | 16.71 |  |  | 1933 |  |  | FALSE
4660 | Hydro | MK | VRBEN | 12.914 |  |  | 1958 |  |  | FALSE
4661 | Hydro | NO | VRENGA | 12 |  |  | 1958 |  |  | FALSE
4662 | CCGT | CZ | VRESOVA | 109.44 |  |  | 1996 |  | 50.67% | FALSE
4663 | Coal | CZ | VRESOVA | 238.08 |  |  | 1996 |  | 44.23% | FALSE
4664 | Hydro | SI | VRHOVO | 34.5 |  |  | 1993 |  |  | FALSE
4665 | Hydro | RS | VRLA | 107.888 |  |  | 1951 |  |  | FALSE
4666 | Hydro | MK | VRUTOK | 245.205 |  |  | 1951 |  |  | FALSE
4667 | Hydro | SI | VUHRED | 61.2 |  |  | 1956 |  |  | FALSE
4668 | Hydro | FI | VUOLENKOSKI | 11.4 |  |  | 1958 |  |  | FALSE
4669 | CCGT | FI | VUOSAARI | 595.2 |  |  | 1991 |  | 47.33% | FALSE
4670 | OCGT | FI | VUOSAARI | 323.4 |  |  | 1997 |  | 36.92% | TRUE
4671 | Hydro | SI | VUZENICA | 52 |  |  | 1953 |  |  | FALSE
4672 | GasSteam | DE | WABERN SUGAR FACTORY | 12.0384 |  |  | 1975 |  | 38.53% | FALSE
4673 | Coal | DE | WACHTBERG | 83.7 |  |  | 1988 |  | 41.67% | FALSE
4674 | Hydro | AT | WAGRAIN NEW | 17.6 |  |  | 1987 |  |  | FALSE
4675 | Lignite | DE | WAHLITZ | 34.408 |  |  | 1994 |  | 42.2% | TRUE
4676 | Hydro | DE | WALCHENSEE | 123.564 |  |  | 1924 |  |  | FALSE
4677 | Hydro | AT | WALD | 23.5 |  |  | 1988 |  |  | FALSE
4678 | PSP | DE | WALDECK | 694 | 694 | 5552 | 1931 |  |  | FALSE
4679 | GasSteam | DE | WALDHOF PLANT | 16.896 |  |  | 1973 |  | 37.89% | FALSE
4680 | PSP | DE | WALDSHUT | 158.4 | 158.4 | 1267.2 | 1951 |  |  | FALSE
4681 | Hydro | AT | WALGAUWERK | 94 |  |  | 1984 |  |  | FALSE
4682 | Coal | DE | WALHEIM | 244.59 |  |  | 1964 |  | 34.02% | FALSE
4683 | OCOT | DE | WALHEIM | 117.6 |  |  | 1981 |  | 32.76% | FALSE
4684 | Hydro | AT | WALLSEE-MITTERKIRCHEN | 212.4 |  |  | 1968 |  |  | FALSE
4685 | GasSteam | DE | WALSRODE | 9.984 |  |  | 1970 |  | 36.94% | FALSE
4686 | Coal | DE | WALSUM | 520.8 |  |  | 1959 |  | 32.43% | TRUE
4687 | OilSteam | BE | WANZE FACTORY | 11.232 |  |  | 1962 |  | 34.39% | FALSE
4688 | OCGT | NL | WAPENVELD | 56.84 |  |  | 1986 |  | 34.06% | TRUE
4689 | Hydro | CH | WASSEN | 52 |  |  | 1949 |  |  | FALSE
4690 | Hydro | DE | WASSERBURG | 24 |  |  | 1938 |  |  | FALSE
4691 | Hydro | AT | WATTENBACH | 10.2 |  |  | 1984 |  |  | FALSE
4692 | CCGT | UK | WEALDSTONE | 16.608 |  |  | 1994 |  | 49.33% | FALSE
4693 | Coal | DE | WEDEL | 269.7 |  |  | 1991 |  | 42.63% | TRUE
4694 | OCOT | DE | WEDEL | 99.96 |  |  | 1972 |  | 30.42% | FALSE
4695 | OCGT | DE | WEESWEREG | 10.78 |  |  | 1991 |  | 35.36% | TRUE
4696 | PSP | DE | WEHR | 900 | 900 | 7200 | 1975 |  |  | FALSE
4697 | Coal | DE | WEIHER | 657.51 |  |  | 1976 |  | 37.85% | TRUE
4698 | Hydro | AT | WEINZODL | 16.903 |  |  | 1981 |  |  | FALSE
4699 | Hydro | AT | WEISSHAUS | 12.5 |  |  | 1969 |  |  | FALSE
4700 | Lignite | DE | WEISWEILER | 1932 |  |  | 1955 |  | 30.5% | FALSE
4701 | OCGT | DE | WEISWEILER | 372.4 |  |  | 2006 |  | 39.26% | FALSE
4702 | Waste | AT | WELS WAV | 29.5 |  |  | 1995 |  |  | TRUE
4703 | PSP | DE | WENDEFURTH | 80 | 80 | 640 | 1967 |  |  | FALSE
4704 | CCGT | DE | WERDOHL-ELVERLINGSEN | 52.32 |  |  | 1977 |  | 38% | FALSE
4705 | CCOT | DE | WERDOHL-ELVERLINGSEN | 144 |  |  | 1975 |  | 36.67% | FALSE
4706 | Coal | DE | WERDOHL-ELVERLINGSEN | 502.2 |  |  | 1971 |  | 36.26% | FALSE
4707 | CCGT | DE | WERK ELTMANN | 51.648 |  |  | 2008 |  | 58.67% | FALSE
4708 | GasSteam | DE | WERK HATTORF | 17.28 |  |  | 1978 |  | 39.49% | FALSE
4709 | OCGT | DE | WERK LAMPERTSWALDE | 19.11 |  |  | 1998 |  | 37.18% | TRUE
4710 | CCGT | DE | WERK MARL | 52.8 |  |  | 1973 |  | 35.33% | FALSE
4711 | Coal | DE | WERK MARL | 34.596 |  |  | 1970 |  | 35.94% | TRUE
4712 | Coal | DE | WERK MARL | 359.91 |  |  | 1964 |  | 34.02% | FALSE
4713 | OCGT | DE | WERK MARL | 106.82 |  |  | 1973 |  | 30.68% | FALSE
4714 | GasSteam | DE | WERK REDENFELDEN | 10.5274 |  |  | 1981 |  | 40.44% | TRUE
4715 | GasSteam | DE | WERK WANGEN | 10.1472 |  |  | 1974 |  | 38.21% | TRUE
4716 | CCGT | DE | WERK WORTH | 59.184 |  |  | 2008 |  | 58.67% | FALSE
4717 | OCGT | DE | WERK ZULPICH | 16.17 |  |  | 1996 |  | 36.66% | TRUE
4718 | Coal | DE | WERNE (GERSTEIN K) | 623.1 |  |  | 1984 |  | 40.4% | FALSE
4719 | OCGT | DE | WERNE (GERSTEIN K) | 109.76 |  |  | 1984 |  | 33.54% | FALSE
4720 | Hydro | CH | WERNISBERG | 19.8 |  |  | 1966 |  |  | FALSE
4721 | OCGT | DE | WESSELING ELENAC | 51.94 |  |  | 1996 |  | 36.66% | TRUE
4722 | OilSteam | DE | WESSELING ELENAC | 29.376 |  |  | 1979 |  | 39.81% | TRUE
4723 | OilSteam | DE | WESSELING ELENAC | 157.2096 |  |  | 1969 |  | 36.62% | FALSE
4724 | Coal | DE | WEST (VOERDE) | 651 |  |  | 1970 |  | 35.94% | TRUE
4725 | Coal | UK | WEST BURTON | 1789.32 |  |  | 1967 |  | 34.98% | FALSE
4726 | OCOT | UK | WEST BURTON | 35.28 |  |  | 1966 |  | 28.86% | FALSE
4727 | Biomass | IE | WEST OFFALY | 150 |  |  | 2005 |  |  | FALSE
4728 | Biomass | UK | WESTERN WOOD | 15 |  |  | 2008 |  |  | FALSE
4729 | Coal | DE | WESTFALEN | 297.6 |  |  | 1969 |  | 35.62% | FALSE
4730 | Biomass | UK | WESTFIELD FIFE | 11.8 |  |  | 2001 |  |  | FALSE
4731 | OCGT | UK | WESTFIELD POINT TERMINAL | 23.52 |  |  | 1983 |  | 33.28% | FALSE
4732 | OCGT | NL | WESTLAND SEWAGE PLANT | 51.2021 |  |  | 1990 |  | 35.1% | TRUE
4733 | CCGT | UK | WESTON SALT UNION | 43.968 |  |  | 1996 |  | 50.67% | FALSE
4734 | GasSteam | UK | WESTON WORKS | 30.72 |  |  | 1965 |  | 35.34% | TRUE
4735 | Hydro | CH | WETTINGEN | 23.7 |  |  | 1933 |  |  | FALSE
4736 | Hydro | AT | WEYER | 36.8 |  |  | 1969 |  |  | FALSE
4737 | OCGT | UK | WHELDALE COLLIERY | 10.0058 |  |  | 2002 |  | 38.22% | FALSE
4738 | CCGT | IE | WHITEGATE POWER | 427.2 |  |  | 2010 |  | 60% | FALSE
4739 | GasSteam | DE | WIESBADEN KALLE | 11.184 |  |  | 1978 |  | 39.49% | FALSE
4740 | OCGT | DE | WIESBADEN KALLE | 10.486 |  |  | 1996 |  | 36.66% | TRUE
4741 | Hydro | AT | WIESTAL | 28 |  |  | 1978 |  |  | FALSE
4742 | OCGT | UK | WIGHT SALADS | 17.64 |  |  | 2003 |  | 38.48% | TRUE
4743 | Hydro | CH | WILDEGG-BRUGG | 50.6 |  |  | 1953 |  |  | FALSE
4744 | Coal | DE | WILHELMSHAVEN | 716.1 |  |  | 1976 |  | 37.85% | FALSE
4745 | OCOT | DE | WILHELMSHAVEN | 54.88 |  |  | 1973 |  | 30.68% | FALSE
4746 | CCGT | NL | WILLEM ALEXANDER | 122.88 |  |  | 1994 |  | 49.33% | FALSE
4747 | Coal | NL | WILLEM ALEXANDER | 145.08 |  |  | 1994 |  | 43.59% | FALSE
4748 | OCOT | DE | WILMERSDORF | 323.4 |  |  | 1976 |  | 31.46% | TRUE
4749 | Waste | BE | WILRIJK | 10.5 |  |  | 1999 |  |  | TRUE
4750 | Biomass | UK | WILTON COGEN | 35 |  |  | 2007 |  |  | TRUE
4751 | Coal | UK | WILTON COGEN | 25.017 |  |  | 1961 |  | 33.07% | TRUE
4752 | Coal | UK | WILTON COGEN | 61.845 |  |  | 1964 |  | 34.02% | FALSE
4753 | OCGT | UK | WILTON COGEN | 82.32 |  |  | 2005 |  | 39% | TRUE
4754 | CCGT | UK | WINNINGTON BRUNNER | 134.4 |  |  | 2000 |  | 53.33% | FALSE
4755 | Waste | DE | WINTERSHALL-HERINGEN | 40 |  |  | 2010 |  |  | TRUE
4756 | Waste | CH | WINTERTHUR WTE | 14.73 |  |  | 1978 |  |  | FALSE
4757 | Hydro | DE | WINTRICH | 20 |  |  | 1965 |  |  | FALSE
4758 | OilSteam | FI | WISAPOWER | 144 |  |  | 2004 |  | 47.77% | TRUE
4759 | CCGT | UK | WISSINGTON FACTORY | 72.96 |  |  | 1999 |  | 52.67% | FALSE
4760 | OilSteam | UK | WISSINGTON FACTORY | 31.68 |  |  | 1967 |  | 35.98% | TRUE
4761 | Coal | PL | WISTOM WORKS | 53.01 |  |  | 1972 |  | 36.58% | TRUE
4762 | Coal | PL | WISTOM WORKS | 15.624 |  |  | 1937 |  | 25.42% | FALSE
4763 | PSP | DE | WITZNAU | 220 | 220 | 1760 | 1943 |  |  | FALSE
4764 | OCGT | NL | WKC AIR PRODUCTS | 42.14 |  |  | 2002 |  | 38.22% | TRUE
4765 | CCGT | NL | WKC ALMERE | 115.2 |  |  | 1988 |  | 45.33% | FALSE
4766 | OCGT | PL | WLADYSLAWOWO | 11.27 |  |  | 2003 |  | 38.48% | TRUE
4767 | Hydro | PL | WLOCLAWEK | 160.2 |  |  | 1970 |  |  | FALSE
4768 | OilSteam | PL | WLOCLAWEK ANWIL | 120 |  |  | 1980 |  | 40.12% | TRUE
4769 | Coal | PL | WOJKOWICE | 32.55 |  |  | 1944 |  | 27.65% | FALSE
4770 | OCGT | DE | WOLFEN ENVIA | 39.2 |  |  | 1996 |  | 36.66% | TRUE
4771 | GasSteam | DE | WOLFSBURG FALLERSLEBEN | 12.288 |  |  | 1979 |  | 39.81% | FALSE
4772 | Coal | DE | WOLFSBURG NORD | 189.72 |  |  | 1968 |  | 35.3% | TRUE
4773 | Coal | DE | WOLFSBURG WEST | 279 |  |  | 1984 |  | 40.4% | TRUE
4774 | CCGT | UK | WORKINGTON IGGESUND | 47.136 |  |  | 1997 |  | 51.33% | FALSE
4775 | OCGT | DE | WORMS PLANT | 11.8384 |  |  | 1990 |  | 35.1% | TRUE
4776 | CCGT | DE | WORRINGEN ACID PLANT | 26.88 |  |  | 2001 |  | 54% | FALSE
4777 | Coal | PL | WROCLAW | 248.31 |  |  | 1962 |  | 33.39% | TRUE
4778 | CCGT | PL | WROTKOW | 225.6 |  |  | 2002 |  | 54.67% | FALSE
4779 | Hydro | DE | WYHLEN | 44.52 |  |  | 1908 |  |  | FALSE
4780 | Nuclear | UK | WYLFA | 1273 |  |  | 1971 |  | 33% | FALSE
4781 | Biomass | AT | YBBS BIOMASSE | 10.38 |  |  | 2003 |  |  | TRUE
4782 | Hydro | AT | YBBS-PERSENBERG | 242.2 |  |  | 1957 |  |  | FALSE
4783 | Hydro | NO | YLJA | 60 |  |  | 1973 |  |  | FALSE
4784 | Hydro | SE | YNGEREDSFORS | 18.8 |  |  | 1964 |  |  | FALSE
4785 | OCGT | ES | ZABALGARBI | 38.22 |  |  | 2004 |  | 38.74% | TRUE
4786 | Waste | ES | ZABALGARBI | 56 |  |  | 2004 |  |  | TRUE
4787 | Coal | PL | ZABRZE | 33.48 |  |  | 1953 |  | 30.52% | TRUE
4788 | Coal | PL | ZABRZE | 65.1 |  |  | 1952 |  | 30.2% | FALSE
4789 | OCOT | HR | ZADAR | 15.19 |  |  | 1993 |  | 35.88% | FALSE
4790 | OCGT | HR | ZAGREB EL-TO | 46.844 |  |  | 1998 |  | 37.18% | TRUE
4791 | OilSteam | HR | ZAGREB EL-TO | 39.36 |  |  | 1970 |  | 36.94% | TRUE
4792 | CCGT | HR | ZAGREB TE-TO | 297.6 |  |  | 2000 |  | 53.33% | TRUE
4793 | OilSteam | HR | ZAGREB TE-TO | 105.6 |  |  | 1979 |  | 39.81% | TRUE
4795 | Hydro | HR | ZAKUCAC | 490.845 |  |  | 1960 |  |  | FALSE
4796 | Coal | RO | ZALAU | 22.32 |  |  | 1982 |  | 39.76% | TRUE
4797 | Hydro | RO | ZANESTI | 14 |  |  | 1964 |  |  | FALSE
4798 | PSP | IT | ZAPELLO REBUILD | 12.9 | 12.9 | 103.2 | 1995 |  |  | FALSE
4799 | OCGT | ES | ZARAGOZA MILL | 23.03 |  |  | 1995 |  | 36.4% | TRUE
4800 | CCGT | ES | ZARAGOZA OPEL IDAE | 18.8976 |  |  | 1994 |  | 49.33% | FALSE
4801 | PSP | PL | ZARNOWIEC | 720 | 720 | 5760 | 1983 |  |  | FALSE
4802 | Hydro | RO | ZAVIDENI | 38 |  |  | 1979 |  |  | FALSE
4803 | OCOT | BE | ZEDELGEM | 19.6 |  |  | 1967 |  | 29.12% | FALSE
4804 | OCOT | BE | ZEEBRUGGE | 19.6 |  |  | 1967 |  | 29.12% | FALSE
4805 | OCGT | BE | ZEEBRUGGE DISTRIGAS | 37.24 |  |  | 1996 |  | 36.66% | TRUE
4806 | Lignite | DE | ZEITZ SUGAR FACTORY | 36.202 |  |  | 1993 |  | 41.9% | FALSE
4807 | Hydro | DE | ZELTINGEN | 13.6 |  |  | 1964 |  |  | FALSE
4808 | OCOT | BE | ZELZATE | 19.6 |  |  | 1967 |  | 29.12% | FALSE
4809 | OCGT | BE | ZELZATE SIDMAR | 17.64 |  |  | 2004 |  | 38.74% | FALSE
4810 | Lignite | BA | ZENICA STEEL WORKS | 36.7722 |  |  | 1959 |  | 32.43% | FALSE
4811 | Coal | PL | ZERAN | 218.736 |  |  | 1963 |  | 33.71% | TRUE
4812 | Coal | PL | ZERAN | 13.95 |  |  | 1969 |  | 35.62% | FALSE
4813 | Hydro | CH | ZERMEIGGERN | 76 |  |  | 1964 |  |  | FALSE
4814 | Hydro | CH | ZERVREILA | 22 |  |  | 1958 |  |  | FALSE
4815 | Hydro | IT | ZEVIO | 16.3 |  |  | 2004 |  |  | FALSE
4816 | Lignite | PL | ZGIERZ | 33.396 |  |  | 1967 |  | 34.1% | TRUE
4817 | Hydro | BG | ZHREBCHEVO | 14.4 |  |  | 1965 |  |  | FALSE
4818 | OCGT | DE | ZIELITZ WORKS | 20.482 |  |  | 1995 |  | 36.4% | TRUE
4819 | CCGT | PL | ZIELONA GORA | 178.56 |  |  | 2004 |  | 56% | TRUE
4820 | Coal | PL | ZIELONA GORA | 11.16 |  |  | 1996 |  | 44.23% | TRUE
4821 | Hydro | RO | ZIGONENI | 15.4 |  |  | 1973 |  |  | FALSE
4822 | Hydro | SK | ZILINA | 68 |  |  | 1998 |  |  | FALSE
4823 | Hydro | AT | ZIRKNITZ | 31.98 |  |  | 1975 |  |  | FALSE
4824 | Hydro | SI | ZLATOLICJE | 144 |  |  | 1968 |  |  | FALSE
4825 | PSP | CH | Z'MUTT | 27.9 | 27.9 | 223.2 | 1964 |  |  | FALSE
4826 | OCGT | NL | ZOETERWOUDE BREWERY | 10.731 |  |  | 1985 |  | 33.8% | TRUE
4827 | Coal | PL | ZOFIOWKA | 59.52 |  |  | 1971 |  | 36.26% | TRUE
4828 | Coal | DE | ZOLLING | 418.5 |  |  | 1985 |  | 40.72% | TRUE
4829 | OCOT | DE | ZOLLING | 49 |  |  | 1976 |  | 31.46% | FALSE
4830 | Biomass | DE | ZOLLING BIOMASS | 20 |  |  | 2003 |  |  | FALSE
4831 | GasSteam | HU | ZOLTEK PLANT | 18.528 |  |  | 1976 |  | 38.85% | FALSE
4832 | Waste | DE | ZORBAU | 25 |  |  | 2005 |  |  | FALSE
4833 | Hydro | ES | ZORITA | 10.2 |  |  | 1947 |  |  | FALSE
4834 | GasSteam | RS | ZRENJANIN | 115.2 |  |  | 1989 |  | 42.99% | TRUE
4835 | Waste | CH | ZUCHWIL | 18.8 |  |  | 1976 |  |  | TRUE
4836 | Hydro | IT | ZUIN | 23.2 |  |  | 1958 |  |  | FALSE
4837 | Hydro | ES | ZUJAR | 28.36 |  |  | 1968 |  |  | FALSE
4838 | GasSteam | HR | ZUPANJA MILL | 11.52 |  |  | 1956 |  | 32.48% | FALSE
4839 | Lignite | SK | ZVOLENSKA | 36.892 |  |  | 1954 |  | 30.2% | TRUE
4840 | Hydro | RS | ZVORNIK | 92.8 |  |  | 1955 |  |  | FALSE
4841 | OCGT | BE | ZWIJNDRECHT LANXESS | 53.9 |  |  | 2009 |  | 40.04% | TRUE
4842 | Hydro | PL | ZYDOWO | 50 |  |  | 1970 |  |  | FALSE
4843 | PSP | PL | ZYDOWO | 100 | 100 | 800 | 1969 |  |  | FALSE
4844 | Reservoir | DE | TEST | 100 |  | 10000 | 2000 |  |  | FALSE
Note on A1: Friedrich Kunz: Arbitrary ID of power plants. IMPORTANT: The Ids have to be unique
Note on B1: Friedrich Kunz: See sheet "Technologies" for available technologies
Note on D1: Friedrich Kunz: Arbitrary naming of individual plants
Note on E1: Friedrich Kunz: in MW
Note on F1: Friedrich Kunz: in MW
Note on G1: Friedrich Kunz: in MWh
Note on J1: Friedrich Kunz: Plant specific efficiency; If not specified the technology-specific efficiency will be selected
Note on K1: Kunz, Friedrich: Combined heat and power unit 0 - NO 1- YES

## Plants_aggregated
Country | Technology | Generation Capacity | Pump capacity | Storage capacity | Efficiency | CHP
AL | CCOT | 96 |  |  | 0.59333
AL | Hydro | 1439.2
AL | OilSteam | 198.72 |  |  | 0.39328
AL | Solar | 0
AL | Wind | 0
AT | Biomass | 232.56
AT | CCGT | 2561.2416 |  |  | 0.53111
AT | Coal | 1247.502 |  |  | 0.39391
AT | GasSteam | 787.8288 |  |  | 0.41226
AT | Hydro | 9199.071
AT | OCGT | 663.1582 |  |  | 0.36544
AT | OCOT | 21.168 |  |  | 0.3432
AT | OilSteam | 992.016 |  |  | 0.38987
AT | PSP | 2002.8 | 2002.8 | 16022.4
AT | Solar | 188
AT | Waste | 52.28
AT | Wind | 1084
BA | Coal | 132.5622 |  |  | 0.38381
BA | Hydro | 1431.454
BA | Lignite | 1332.16 |  |  | 0.37925
BA | OilSteam | 49.44 |  |  | 0.35981
BA | PSP | 441.4 | 441.4 | 3531.2
BA | Solar | 0
BA | Wind | 0
BE | Biomass | 352.85
BE | CCGT | 4275.84 |  |  | 0.52583
BE | CCOT | 88.32 |  |  | 0.36667
BE | Coal | 1544.172 |  |  | 0.36681
BE | GasSteam | 882.816 |  |  | 0.40826
BE | Hydro | 50.27
BE | Nuclear | 5738 |  |  | 0.33
BE | OCGT | 1137.192 |  |  | 0.37081
BE | OCOT | 175.42 |  |  | 0.3042
BE | OilSteam | 603.168 |  |  | 0.37894
BE | PSP | 1205 | 1205 | 9640
BE | Solar | 2051
BE | Waste | 181.3
BE | Wind | 1078
BG | CCGT | 48 |  |  | 0.60667
BG | Coal | 1727.196 |  |  | 0.39178
BG | GasSteam | 446.2944 |  |  | 0.39753
BG | Hydro | 1671.466
BG | Lignite | 3671.72 |  |  | 0.38386
BG | Nuclear | 1900 |  |  | 0.33
BG | OCGT | 104.3543 |  |  | 0.3952
BG | OilSteam | 90.24 |  |  | 0.44481
BG | PSP | 1014 | 1014 | 8112
BG | Solar | 141
BG | Wind | 612
CH | Biomass | 23
CH | CCGT | 97.824 |  |  | 0.55778
CH | GasSteam | 19.488 |  |  | 0.40444
CH | Hydro | 11706.919
CH | Nuclear | 3174.9 |  |  | 0.33
CH | OCGT | 138.572 |  |  | 0.351
CH | OCOT | 37.534 |  |  | 0.3458
CH | OilSteam | 33.6 |  |  | 0.36459
CH | PSP | 1407.5 | 1407.5 | 11260
CH | Solar | 216
CH | Waste | 259.22
CH | Wind | 46
CZ | Biomass | 11.5
CZ | CCGT | 226.272 |  |  | 0.51778
CZ | Coal | 1299.396 |  |  | 0.39539
CZ | GasSteam | 11.52 |  |  | 0.45862
CZ | Hydro | 827.45
CZ | Lignite | 6883.716 |  |  | 0.38525
CZ | Nuclear | 3706.9 |  |  | 0.33
CZ | OCGT | 522.34 |  |  | 0.3653
CZ | OCOT | 62.72 |  |  | 0.3224
CZ | OilSteam | 11.52 |  |  | 0.39169
CZ | PSP | 1145 | 1145 | 9160
CZ | Solar | 1959
CZ | Wind | 217
DE | Biomass | 711.9
DE | CCGT | 11886.3456 |  |  | 0.53067
DE | CCOT | 213.6 |  |  | 0.39333
DE | Coal | 26205.3261 |  |  | 0.39664
DE | GasSteam | 9128.3635 |  |  | 0.40228
DE | Hydro | 2800.207
DE | Lignite | 20221.9036 |  |  | 0.39406
DE | Nuclear | 12054.55 |  |  | 0.33
DE | OCGT | 4573.5385 |  |  | 0.3578
DE | OCOT | 2120.475 |  |  | 0.3224
DE | OilSteam | 2257.0176 |  |  | 0.41435
DE | PSP | 6469.8 | 6469.8 | 51758.4
DE | Solar | 24807
DE | Waste | 1380.866
DE | Wind | 29060
DK | Biomass | 451.66
DK | CCGT | 387.2659 |  |  | 0.5019
DK | Coal | 4247.31 |  |  | 0.39954
DK | GasSteam | 1435.2 |  |  | 0.44508
DK | OCGT | 584.9649 |  |  | 0.36823
DK | OCOT | 453.1775 |  |  | 0.34726
DK | OilSteam | 570.72 |  |  | 0.41878
DK | Solar | 16
DK | Waste | 178.63
DK | Wind | 3871
EE | Biomass | 48.5
EE | GasSteam | 192.96 |  |  | 0.37575
EE | OilSteam | 2712 |  |  | 0.39232
EE | Solar | 0
EE | Wind | 184
ES | Biomass | 392.624
ES | CCGT | 24256.4563 |  |  | 0.55049
ES | Coal | 7422.516 |  |  | 0.40533
ES | GasSteam | 382.8384 |  |  | 0.41719
ES | Hydro | 10899.342
ES | Lignite | 2454.56 |  |  | 0.38343
ES | Nuclear | 7344.26 |  |  | 0.33
ES | OCGT | 2064.9394 |  |  | 0.37522
ES | OCOT | 449.5329 |  |  | 0.36648
ES | OilSteam | 3465.6288 |  |  | 0.38467
ES | PSP | 4005.1 | 4005.1 | 32040.8
ES | Solar | 4889
ES | Waste | 146.4
ES | Wind | 21674
FI | Biomass | 2839.955
FI | CCGT | 1479.072 |  |  | 0.45944
FI | Coal | 3055.701 |  |  | 0.37944
FI | GasSteam | 438.3629 |  |  | 0.40444
FI | Hydro | 2668.42
FI | Lignite | 55.2 |  |  | 0.356
FI | Nuclear | 2698 |  |  | 0.33
FI | OCGT | 1009.547 |  |  | 0.35734
FI | OCOT | 529.102 |  |  | 0.3224
FI | OilSteam | 701.9568 |  |  | 0.40205
FI | Solar | 1
FI | Wind | 197
FR | Biomass | 143.795
FR | CCGT | 2772.768 |  |  | 0.55818
FR | Coal | 4557.744 |  |  | 0.37248
FR | GasSteam | 1125.3024 |  |  | 0.39842
FR | Hydro | 17757.535
FR | Lignite | 2262.28 |  |  | 0.3845
FR | Nuclear | 62586 |  |  | 0.33
FR | OCGT | 2840.6966 |  |  | 0.36629
FR | OCOT | 1774.9682 |  |  | 0.33986
FR | OilSteam | 5853.888 |  |  | 0.37811
FR | PSP | 4512 | 4512 | 36096
FR | Solar | 2924
FR | Tidal | 240
FR | Waste | 519.01
FR | Wind | 6800
GR | Biomass | 35.482
GR | CCGT | 3432.8736 |  |  | 0.5637
GR | GasSteam | 547.776 |  |  | 0.35716
GR | Hydro | 2303.34
GR | Lignite | 3925.18 |  |  | 0.404
GR | OCGT | 304.584 |  |  | 0.39468
GR | OCOT | 111.72 |  |  | 0.3224
GR | OilSteam | 576 |  |  | 0.37256
GR | PSP | 615 | 615 | 4920
GR | Solar | 624
GR | Wind | 1629
HR | CCGT | 378.24 |  |  | 0.48333
HR | Coal | 311.55 |  |  | 0.455
HR | GasSteam | 70.56 |  |  | 0.39913
HR | Hydro | 1797.562
HR | OCGT | 60.074 |  |  | 0.3666
HR | OCOT | 91.63 |  |  | 0.34775
HR | OilSteam | 984.096 |  |  | 0.40165
HR | PSP | 276 | 276 | 2208
HR | Solar | 0
HR | Wind | 131
HU | Biomass | 134
HU | CCGT | 2083.3536 |  |  | 0.56444
HU | GasSteam | 1907.472 |  |  | 0.37865
HU | Hydro | 41.5
HU | Lignite | 1010.436 |  |  | 0.362
HU | Nuclear | 1900 |  |  | 0.33
HU | OCGT | 857.4706 |  |  | 0.38861
HU | OCOT | 219.669 |  |  | 0.34147
HU | OilSteam | 21.024 |  |  | 0.3375
HU | Solar | 4
HU | Waste | 24
HU | Wind | 329
IE | Biomass | 394
IE | CCGT | 2947.488 |  |  | 0.54952
IE | Coal | 850.95 |  |  | 0.41356
IE | GasSteam | 749.76 |  |  | 0.39806
IE | Hydro | 200.2
IE | OCGT | 615.048 |  |  | 0.3536
IE | OCOT | 312.032 |  |  | 0.39607
IE | OilSteam | 710.4 |  |  | 0.38372
IE | PSP | 292 | 292 | 2336
IE | Solar | 3
IE | Wind | 1631
IT | Biomass | 672.617
IT | CCGT | 37590.96 |  |  | 0.54829
IT | CCOT | 255.936 |  |  | 0.52333
IT | Coal | 9537.7545 |  |  | 0.37987
IT | GasSteam | 7287.5645 |  |  | 0.39913
IT | Geothermal | 845
IT | Hydro | 13121.656
IT | OCGT | 6757.4851 |  |  | 0.36516
IT | OCOT | 218.884 |  |  | 0.33131
IT | OilSteam | 10706.1216 |  |  | 0.38036
IT | PSP | 5693 | 5693 | 45544
IT | Solar | 12923
IT | Waste | 420.57
IT | Wind | 6747
LT | CCGT | 88.1712 |  |  | 0.59333
LT | GasSteam | 1425.6 |  |  | 0.39551
LT | Hydro | 100.8
LT | OCGT | 21.56 |  |  | 0.3848
LT | OilSteam | 777.6 |  |  | 0.39169
LT | PSP | 800 | 800 | 6400
LT | Solar | 0
LT | Wind | 31
LU | CCGT | 369.6 |  |  | 0.54667
LU | GasSteam | 28.8 |  |  | 0.34069
LU | OCGT | 27.44 |  |  | 0.3705
LU | PSP | 1100 | 1100 | 8800
LU | Solar | 30
LU | Waste | 15.3
LU | Wind | 44
LV | CCGT | 587.52 |  |  | 0.57778
LV | GasSteam | 234.816 |  |  | 0.42887
LV | Hydro | 1512
LV | OCGT | 11.76 |  |  | 0.3952
LV | Solar | 0
LV | Wind | 179
ME | Hydro | 667
ME | Lignite | 207 |  |  | 0.386
ME | Solar | 0
ME | Wind | 0
MK | GasSteam | 41.28 |  |  | 0.363
MK | Hydro | 587.02
MK | Lignite | 736 |  |  | 0.392
MK | OilSteam | 201.6 |  |  | 0.39487
MK | Solar | 0
MK | Wind | 0
NL | Biomass | 127.6
NL | CCGT | 9825.6912 |  |  | 0.50649
NL | Coal | 3883.68 |  |  | 0.41463
NL | GasSteam | 3196.8288 |  |  | 0.40239
NL | Hydro | 26.4
NL | Nuclear | 475 |  |  | 0.33
NL | OCGT | 2531.1587 |  |  | 0.34949
NL | OCOT | 83.3 |  |  | 0.3302
NL | OilSteam | 20.16 |  |  | 0.35344
NL | Solar | 141
NL | Waste | 433
NL | Wind | 2328
NO | CCGT | 672 |  |  | 0.58667
NO | Hydro | 26992.306
NO | OCGT | 529.2 |  |  | 0.3978
NO | OCOT | 131.32 |  |  | 0.3341
NO | OilSteam | 11.232 |  |  | 0.43631
NO | PSP | 818.1 | 818.1 | 6544.8
NO | Solar | 0.1
NO | Waste | 32.13
NO | Wind | 520
PL | Biomass | 37
PL | CCGT | 712.32 |  |  | 0.54667
PL | Coal | 20721.6462 |  |  | 0.38516
PL | GasSteam | 17.28 |  |  | 0.42356
PL | Hydro | 598.67
PL | Lignite | 8883.796 |  |  | 0.40137
PL | OCGT | 38.1367 |  |  | 0.3874
PL | OilSteam | 531.84 |  |  | 0.40337
PL | PSP | 1466.1 | 1466.1 | 11728.8
PL | Solar | 3
PL | Wind | 1616
PT | Biomass | 136.45
PT | CCGT | 3870.72 |  |  | 0.57111
PT | Coal | 1746.54 |  |  | 0.4295
PT | GasSteam | 10.944 |  |  | 0.4905
PT | Hydro | 5318.331
PT | OCGT | 214.522 |  |  | 0.39
PT | OCOT | 554.9309 |  |  | 0.3575
PT | OilSteam | 1185.504 |  |  | 0.4058
PT | PSP | 972 | 972 | 7776
PT | Solar | 195
PT | Waste | 77
PT | Wind | 4083
RO | CCGT | 240 |  |  | 0.59333
RO | Coal | 1845.12 |  |  | 0.39717
RO | GasSteam | 3452.16 |  |  | 0.37917
RO | Hydro | 5821.26
RO | Lignite | 5313.92 |  |  | 0.40618
RO | Nuclear | 1368 |  |  | 0.33
RO | OCGT | 14.7 |  |  | 0.3978
RO | OCOT | 52.0772 |  |  | 0.3796
RO | OilSteam | 1475.52 |  |  | 0.39806
RO | Solar | 4
RO | Wind | 982
RS | Coal | 95.325 |  |  | 0.34742
RS | GasSteam | 140.736 |  |  | 0.414
RS | Hydro | 2126.949
RS | Lignite | 5196.62 |  |  | 0.3775
RS | OCGT | 94.08 |  |  | 0.2886
RS | OilSteam | 287.328 |  |  | 0.3877
RS | PSP | 614 | 614 | 4912
RS | Solar | 0
RS | Wind | 0
SE | Biomass | 1882.98
SE | CCGT | 742.08 |  |  | 0.52833
SE | Coal | 274.35 |  |  | 0.36681
SE | GasSteam | 203.904 |  |  | 0.41559
SE | Hydro | 15373.63
SE | Nuclear | 9147.55 |  |  | 0.33
SE | OCGT | 253.281 |  |  | 0.3445
SE | OCOT | 1372.7487 |  |  | 0.31633
SE | OilSteam | 1593.6 |  |  | 0.3834
SE | PSP | 430 | 430 | 3440
SE | Solar | 11
SE | Waste | 186.04
SE | Wind | 2907
SI | CCGT | 24.48 |  |  | 0.27333
SI | CCOT | 66.24 |  |  | 0.36667
SI | Coal | 115.32 |  |  | 0.404
SI | GasSteam | 12 |  |  | 0.40125
SI | Hydro | 909.48
SI | Lignite | 447.12 |  |  | 0.358
SI | Nuclear | 690.65 |  |  | 0.33
SI | OCGT | 311.64 |  |  | 0.3874
SI | OCOT | 61.74 |  |  | 0.3094
SI | OilSteam | 21.12 |  |  | 0.34706
SI | PSP | 185 | 185 | 1480
SI | Solar | 81
SI | Wind | 0
SK | CCGT | 777.6 |  |  | 0.56
SK | Coal | 153.915 |  |  | 0.43588
SK | GasSteam | 211.2 |  |  | 0.38212
SK | Hydro | 1526.49
SK | Lignite | 513.452 |  |  | 0.397
SK | Nuclear | 1852.5 |  |  | 0.33
SK | OCGT | 152.88 |  |  | 0.3692
SK | OCOT | 12.74 |  |  | 0.3848
SK | PSP | 854 | 854 | 6832
SK | Solar | 508
SK | Waste | 17.44
SK | Wind | 3
UA | Solar | 0
UA | Wind | 0
UK | Biomass | 323.56
UK | CCGT | 29101.2096 |  |  | 0.52466
UK | Coal | 26428.7772 |  |  | 0.36644
UK | GasSteam | 2130.6432 |  |  | 0.40649
UK | Hydro | 1447.95
UK | Nuclear | 11979.5 |  |  | 0.33
UK | OCGT | 2425.1962 |  |  | 0.36611
UK | OCOT | 1668.058 |  |  | 0.32676
UK | OilSteam | 3354.6912 |  |  | 0.39738
UK | PSP | 2950 | 2950 | 23600
UK | Solar | 904
UK | Waste | 379.58
UK | Wind | 6540
Note on B1: Friedrich Kunz: See sheet "Technologies" for available technologies
Note on C1: Friedrich Kunz: in MW
Note on D1: Friedrich Kunz: in MW
Note on E1: Friedrich Kunz: in MWh
Note on F1: Friedrich Kunz: Plant specific efficiency; If not specified the technology-specific efficiency will be selected
Note on G1: Kunz, Friedrich: Combined heat and power unit 0 - NO 1- YES

## Fuels
Fuel | Carbon Content | [8 empty] | Price | [9 empty] | Energy prices PRIMES EU6 (EU27 price, secondary energy)
| 2010 | 2015 | 2020 | 2025 | 2030 | 2035 | 2040 | 2045 | 2050 | 2010 | 2015 | 2020 | 2025 | 2030 | 2035 | 2040 | 2045 | 2050 | [EUR'10/GJ] | 2010 | 2015 | 2020 | 2025 | 2030 | 2035 | 2040 | 2045 | 2050
Uran | 0 | 0 | 0 | 0 | 0 | 0 | 0 | 0 | 0 | 3 | 3.2 | 3.4 | 3.6 | 3.8 | 4 | 4.2 | 4.4 | 4.6 | Oil | 19.5743 | 20.1896 | 22.6033 | 24.7102 | 23.4165 | 23.0975 | 22.6732 | 25.7399 | 19.2506
Lignite | 0.36361 | 0.36361 | 0.36361 | 0.36361 | 0.36361 | 0.36361 | 0.36361 | 0.36361 | 0.36361 | 4.39 | 4.8 | 5.21 | 5.62 | 6.03 | 6.44 | 6.85 | 7.26 | 7.67 | Gas | 7.242 | 7.6955 | 10.506 | 11.601 | 10.834 | 11.0344 | 10.3094 | 9.3195 | 9.0585
Hard Coal | 0.35389 | 0.35389 | 0.35389 | 0.35389 | 0.35389 | 0.35389 | 0.35389 | 0.35389 | 0.35389 | 11.0332 | 4.4133 | 6.6199 | 7.9439 | 8.8266 | 8.8266 | 9.2679 | 10.1506 | 10.5919 | Coal | 3.1688 | 3.2467 | 3.5105 | 4.0189 | 3.8006 | 3.5956 | 3.3446 | 3.23 | 3.2402
Gas | 0.20197 | 0.20197 | 0.20197 | 0.20197 | 0.20197 | 0.20197 | 0.20197 | 0.20197 | 0.20197 | 24.2731 | 18.5358 | 25.5971 | 27.3624 | 28.6864 | 30.0104 | 31.7757 | 33.0997 | 33.0997
Oil | 0.27865 | 0.27865 | 0.27865 | 0.27865 | 0.27865 | 0.27865 | 0.27865 | 0.27865 | 0.27865 | 36.189 | 23.8318 | 36.6304 | 44.133 | 48.5463 | 50.7529 | 52.9596 | 55.1662 | 56.4902
Biomass | 0.35389 | 0.35389 | 0.35389 | 0.35389 | 0.35389 | 0.35389 | 0.35389 | 0.35389 | 0.35389 | 7.2 | 8.1 | 9 | 9.9 | 10.8 | 11.7 | 12.6 | 13.5 | 14.4 | GJ/MWh | 0.27778
Hydro | 0 | 0 | 0 | 0 | 0 | 0 | 0 | 0 | 0 | 0 | 0 | 0 | 0 | 0 | 0 | 0 | 0 | 0
Wind | 0 | 0 | 0 | 0 | 0 | 0 | 0 | 0 | 0 | 0 | 0 | 0 | 0 | 0 | 0 | 0 | 0 | 0
Sun | 0 | 0 | 0 | 0 | 0 | 0 | 0 | 0 | 0 | 0 | 0 | 0 | 0 | 0 | 0 | 0 | 0 | 0 | Oil | 70.4673 | 72.6826 | 81.3718 | 88.9568 | 84.2995 | 83.151 | 81.6235 | 92.6635 | 69.3022
Waste | 0.17694 | 0.17694 | 0.17694 | 0.17694 | 0.17694 | 0.17694 | 0.17694 | 0.17694 | 0.17694 | 7.2 | 8.1 | 9 | 9.9 | 10.8 | 11.7 | 12.6 | 13.5 | 14.4 | Gas | 26.0711 | 27.7036 | 37.8216 | 41.7637 | 39.0022 | 39.724 | 37.1138 | 33.55 | 32.6107
Carbon | 0 | 0 | 0 | 0 | 0 | 0 | 0 | 0 | 0 | 11.3582 | 12.8955 | 25.4778 | 35.669 | 52.9939 | 71.3379 | 96.8157 | 157.9625 | 270.0649 | Coal | 11.4076 | 11.6881 | 12.6379 | 14.468 | 13.6821 | 12.9441 | 12.0407 | 11.6282 | 11.6648
Storage | 0 | 0 | 0 | 0 | 0 | 0 | 0 | 0 | 0 | 0 | 0 | 0 | 0 | 0 | 0 | 0 | 0 | 0
Geothermal | 0 | 0 | 0 | 0 | 0 | 0 | 0 | 0 | 0 | 0 | 0 | 0 | 0 | 0 | 0 | 0 | 0 | 0
Reservoir | 0 | 0 | 0 | 0 | 0 | 0 | 0 | 0 | 0 | 0 | 0 | 0 | 0 | 0 | 0 | 0 | 0 | 0
RoR | 0 | 0 | 0 | 0 | 0 | 0 | 0 | 0 | 0 | 0 | 0 | 0 | 0 | 0 | 0 | 0 | 0 | 0
Power
[10 empty] | 11.4076 | 11.6881 | 12.6379 | 14.468 | 13.6821 | 12.9441 | 12.0407 | 11.6282 | 11.6648
[10 empty] | 26.0711 | 27.7036 | 37.8216 | 41.7637 | 39.0022 | 39.724 | 37.1138 | 33.55 | 32.6107
[10 empty] | 70.4673 | 72.6826 | 81.3718 | 88.9568 | 84.2995 | 83.151 | 81.6235 | 92.6635 | 69.3022
[11 empty] | 9.3505 | 10.1103 | 11.5744 | 10.9457 | 10.3553 | 9.6326 | 9.3025 | 9.3318
[11 empty] | 19.3925 | 26.4751 | 29.2346 | 27.3016 | 27.8068 | 25.9797 | 23.485 | 22.8275
[11 empty] | 50.8778 | 56.9603 | 62.2698 | 59.0096 | 58.2057 | 57.1365 | 64.8645 | 48.5116
[11 empty] | gas | 62.5
[11 empty] | oil | 55
[11 empty] | biomass | 50
Note on B1: Friedrich Kunz: t/MWh(th) Source: IPCC (2006): 2006 IPCC Guidelines for National Greenhouse Gas Inventories, Volume 2 Energy, Intergovernmental Panel on Climate Change, Internet: http://www.ipcc-nggip.iges.or.jp/public/2006gl/pdf/2_Volume2/V2_2_ Ch2_Stationary_Combustion.pdf
Note on K1: Friedrich Kunz: EUR/MWh(th)

## Technologies
Technology | Technical parameter | [38 empty] | Economic parameter | [45 empty] | in €/MWh | [8 empty] | storage capacity (MWh) to output capacity (MW) --> ratio in hours | [8 empty] | turbine capacity (MW) to pump capacity (MW) --> ratio in percentage
| Main Fuel | Efficiency | [8 empty] | Availability | [8 empty] | Ramping up | [8 empty] | Ramping down | [8 empty] | Carbon sequestration ratio | Carbon emission ratio | Investment | [8 empty] | Fixed O&M cost | [8 empty] | Variable O&M cost | [8 empty] | Load change cost | [8 empty] | Technical lifetime | [8 empty] | Economic lifetime | Storage Investment | [8 empty] | Storage Capacity ratio | [8 empty] | Turbine Pump ratio | [8 empty] | CHP and CU power-to-heat ratio sigma | [8 empty] | CHP ECST Efficiency in conventional mode | [8 empty] | Electric Heat Pump Quality Grade | [8 empty] | Fuel Price IH | [8 empty] | Depreciation Factor
|  | 2010 | 2015 | 2020 | 2025 | 2030 | 2035 | 2040 | 2045 | 2050 | 2010 | 2015 | 2020 | 2025 | 2030 | 2035 | 2040 | 2045 | 2050 | 2010 | 2015 | 2020 | 2025 | 2030 | 2035 | 2040 | 2045 | 2050 | 2010 | 2015 | 2020 | 2025 | 2030 | 2035 | 2040 | 2045 | 2050 | 2010 | 2010 | 2010 | 2015 | 2020 | 2025 | 2030 | 2035 | 2040 | 2045 | 2050 | 2010 | 2015 | 2020 | 2025 | 2030 | 2035 | 2040 | 2045 | 2050 | 2010 | 2015 | 2020 | 2025 | 2030 | 2035 | 2040 | 2045 | 2050 | 2010 | 2015 | 2020 | 2025 | 2030 | 2035 | 2040 | 2045 | 2050 | 2010 | 2015 | 2020 | 2025 | 2030 | 2035 | 2040 | 2045 | 2050 | 2010 | 2010 | 2015 | 2020 | 2025 | 2030 | 2035 | 2040 | 2045 | 2050 | 2010 | 2015 | 2020 | 2025 | 2030 | 2035 | 2040 | 2045 | 2050 | 2010 | 2015 | 2020 | 2025 | 2030 | 2035 | 2040 | 2045 | 2050 | 2010 | 2015 | 2020 | 2025 | 2030 | 2035 | 2040 | 2045 | 2050 | 2010 | 2015 | 2020 | 2025 | 2030 | 2035 | 2040 | 2045 | 2050 | 2010 | 2015 | 2020 | 2025 | 2030 | 2035 | 2040 | 2045 | 2050 | 2010 | 2015 | 2020 | 2025 | 2030 | 2035 | 2040 | 2045 | 2050 | 2010 | 2015 | 2020 | 2025 | 2030 | 2035 | 2040 | 2045 | 2050
Nuclear | Uran | Efficiency 2010: 33%; Efficiency 2015: 33.2%; Efficiency 2020: 33.3%; Efficiency 2025: 33.5%; Efficiency 2030: 33.7%; Efficiency 2035: 33.8%; Efficiency 2040: 34%; Efficiency 2045: 34.2%; Efficiency 2050: 34.3%; Availability 2010: 0.84; Availability 2015: 0.84; Availability 2020: 0.84; Availability 2025: 0.84; Availability 2030: 0.84; Availability 2035: 0.84; Availability 2040: 0.84; Availability 2045: 0.84; Availability 2050: 0.84; Ramping up 2010: 0.845%; Ramping up 2015: 0.845%; Ramping up 2020: 0.845%; Ramping up 2025: 0.845%; Ramping up 2030: 0.845%; Ramping up 2035: 0.845%; Ramping up 2040: 0.845%; Ramping up 2045: 0.845%; Ramping up 2050: 0.845%; Ramping down 2010: 0.845%; Ramping down 2015: 0.845%; Ramping down 2020: 0.845%; Ramping down 2025: 0.845%; Ramping down 2030: 0.845%; Ramping down 2035: 0.845%; Ramping down 2040: 0.845%; Ramping down 2045: 0.845%; Ramping down 2050: 0.845%; Carbon sequestration ratio 2010: 0%; Carbon emission ratio 2010: 100%; Investment 2010: 6000; Investment 2015: 6000; Investment 2020: 6000; Investment 2025: 6000; Investment 2030: 6000; Investment 2035: 6000; Investment 2040: 6000; Investment 2045: 6000; Investment 2050: 6000; Fixed O&M cost 2010: 100; Fixed O&M cost 2015: 100; Fixed O&M cost 2020: 100; Fixed O&M cost 2025: 100; Fixed O&M cost 2030: 100; Fixed O&M cost 2035: 100; Fixed O&M cost 2040: 100; Fixed O&M cost 2045: 100; Fixed O&M cost 2050: 100; Variable O&M cost 2010: 8.5; Variable O&M cost 2015: 8.5; Variable O&M cost 2020: 8.5; Variable O&M cost 2025: 8.5; Variable O&M cost 2030: 8.5; Variable O&M cost 2035: 8.5; Variable O&M cost 2040: 8.5; Variable O&M cost 2045: 8.5; Variable O&M cost 2050: 8.5; Load change cost 2010: 200; Load change cost 2015: 200; Load change cost 2020: 200; Load change cost 2025: 200; Load change cost 2030: 200; Load change cost 2035: 200; Load change cost 2040: 200; Load change cost 2045: 200; Load change cost 2050: 200; Technical lifetime 2010: 50; Technical lifetime 2015: 50; Technical lifetime 2020: 50; Technical lifetime 2025: 50; Technical lifetime 2030: 50; Technical lifetime 2035: 50; Technical lifetime 2040: 50; Technical lifetime 2045: 50; Technical lifetime 2050: 50; Economic lifetime 2010: 30
Lignite | Lignite | Efficiency 2010: 43%; Efficiency 2015: 43.4%; Efficiency 2020: 43.9%; Efficiency 2025: 44.3%; Efficiency 2030: 44.7%; Efficiency 2035: 45.2%; Efficiency 2040: 45.6%; Efficiency 2045: 46.1%; Efficiency 2050: 46.6%; Availability 2010: 0.85; Availability 2015: 0.85; Availability 2020: 0.85; Availability 2025: 0.85; Availability 2030: 0.85; Availability 2035: 0.85; Availability 2040: 0.85; Availability 2045: 0.85; Availability 2050: 0.85; Ramping up 2010: 3%; Ramping up 2015: 3%; Ramping up 2020: 3%; Ramping up 2025: 3%; Ramping up 2030: 3%; Ramping up 2035: 3%; Ramping up 2040: 3%; Ramping up 2045: 3%; Ramping up 2050: 3%; Ramping down 2010: 3%; Ramping down 2015: 3%; Ramping down 2020: 3%; Ramping down 2025: 3%; Ramping down 2030: 3%; Ramping down 2035: 3%; Ramping down 2040: 3%; Ramping down 2045: 3%; Ramping down 2050: 3%; Carbon sequestration ratio 2010: 0%; Carbon emission ratio 2010: 100%; Investment 2010: 1800; Investment 2015: 1800; Investment 2020: 1800; Investment 2025: 1800; Investment 2030: 1800; Investment 2035: 1800; Investment 2040: 1800; Investment 2045: 1800; Investment 2050: 1800; Fixed O&M cost 2010: 60; Fixed O&M cost 2015: 60; Fixed O&M cost 2020: 60; Fixed O&M cost 2025: 60; Fixed O&M cost 2030: 60; Fixed O&M cost 2035: 60; Fixed O&M cost 2040: 60; Fixed O&M cost 2045: 60; Fixed O&M cost 2050: 60; Variable O&M cost 2010: 7; Variable O&M cost 2015: 7; Variable O&M cost 2020: 7; Variable O&M cost 2025: 7; Variable O&M cost 2030: 7; Variable O&M cost 2035: 7; Variable O&M cost 2040: 7; Variable O&M cost 2045: 7; Variable O&M cost 2050: 7; Load change cost 2010: 100; Load change cost 2015: 100; Load change cost 2020: 100; Load change cost 2025: 100; Load change cost 2030: 100; Load change cost 2035: 100; Load change cost 2040: 100; Load change cost 2045: 100; Load change cost 2050: 100; Technical lifetime 2010: 40; Technical lifetime 2015: 40; Technical lifetime 2020: 40; Technical lifetime 2025: 40; Technical lifetime 2030: 40; Technical lifetime 2035: 40; Technical lifetime 2040: 40; Technical lifetime 2045: 40; Technical lifetime 2050: 40; Economic lifetime 2010: 30
Coal | Hard Coal | Efficiency 2010: 46%; Efficiency 2015: 46.1%; Efficiency 2020: 46.2%; Efficiency 2025: 46.3%; Efficiency 2030: 46.4%; Efficiency 2035: 46.5%; Efficiency 2040: 46.6%; Efficiency 2045: 46.6%; Efficiency 2050: 46.7%; Availability 2010: 0.85; Availability 2015: 0.85; Availability 2020: 0.85; Availability 2025: 0.85; Availability 2030: 0.85; Availability 2035: 0.85; Availability 2040: 0.85; Availability 2045: 0.85; Availability 2050: 0.85; Ramping up 2010: 4%; Ramping up 2015: 4%; Ramping up 2020: 4%; Ramping up 2025: 4%; Ramping up 2030: 4%; Ramping up 2035: 4%; Ramping up 2040: 4%; Ramping up 2045: 4%; Ramping up 2050: 4%; Ramping down 2010: 4%; Ramping down 2015: 4%; Ramping down 2020: 4%; Ramping down 2025: 4%; Ramping down 2030: 4%; Ramping down 2035: 4%; Ramping down 2040: 4%; Ramping down 2045: 4%; Ramping down 2050: 4%; Carbon sequestration ratio 2010: 0%; Carbon emission ratio 2010: 100%; Investment 2010: 1800; Investment 2015: 1800; Investment 2020: 1800; Investment 2025: 1800; Investment 2030: 1800; Investment 2035: 1800; Investment 2040: 1800; Investment 2045: 1800; Investment 2050: 1800; Fixed O&M cost 2010: 50; Fixed O&M cost 2015: 50; Fixed O&M cost 2020: 50; Fixed O&M cost 2025: 50; Fixed O&M cost 2030: 50; Fixed O&M cost 2035: 50; Fixed O&M cost 2040: 50; Fixed O&M cost 2045: 50; Fixed O&M cost 2050: 50; Variable O&M cost 2010: 6; Variable O&M cost 2015: 6; Variable O&M cost 2020: 6; Variable O&M cost 2025: 6; Variable O&M cost 2030: 6; Variable O&M cost 2035: 6; Variable O&M cost 2040: 6; Variable O&M cost 2045: 6; Variable O&M cost 2050: 6; Load change cost 2010: 50; Load change cost 2015: 50; Load change cost 2020: 50; Load change cost 2025: 50; Load change cost 2030: 50; Load change cost 2035: 50; Load change cost 2040: 50; Load change cost 2045: 50; Load change cost 2050: 50; Technical lifetime 2010: 40; Technical lifetime 2015: 40; Technical lifetime 2020: 40; Technical lifetime 2025: 40; Technical lifetime 2030: 40; Technical lifetime 2035: 40; Technical lifetime 2040: 40; Technical lifetime 2045: 40; Technical lifetime 2050: 40; Economic lifetime 2010: 30
CCGT | Gas | Efficiency 2010: 60%; Efficiency 2015: 60.2%; Efficiency 2020: 60.5%; Efficiency 2025: 60.7%; Efficiency 2030: 61%; Efficiency 2035: 61.2%; Efficiency 2040: 61.5%; Efficiency 2045: 61.7%; Efficiency 2050: 61.9%; Availability 2010: 0.85; Availability 2015: 0.85; Availability 2020: 0.85; Availability 2025: 0.85; Availability 2030: 0.85; Availability 2035: 0.85; Availability 2040: 0.85; Availability 2045: 0.85; Availability 2050: 0.85; Ramping up 2010: 6%; Ramping up 2015: 6%; Ramping up 2020: 6%; Ramping up 2025: 6%; Ramping up 2030: 6%; Ramping up 2035: 6%; Ramping up 2040: 6%; Ramping up 2045: 6%; Ramping up 2050: 6%; Ramping down 2010: 6%; Ramping down 2015: 6%; Ramping down 2020: 6%; Ramping down 2025: 6%; Ramping down 2030: 6%; Ramping down 2035: 6%; Ramping down 2040: 6%; Ramping down 2045: 6%; Ramping down 2050: 6%; Carbon sequestration ratio 2010: 0%; Carbon emission ratio 2010: 100%; Investment 2010: 800; Investment 2015: 800; Investment 2020: 800; Investment 2025: 800; Investment 2030: 800; Investment 2035: 800; Investment 2040: 800; Investment 2045: 800; Investment 2050: 800; Fixed O&M cost 2010: 20; Fixed O&M cost 2015: 20; Fixed O&M cost 2020: 20; Fixed O&M cost 2025: 20; Fixed O&M cost 2030: 20; Fixed O&M cost 2035: 20; Fixed O&M cost 2040: 20; Fixed O&M cost 2045: 20; Fixed O&M cost 2050: 20; Variable O&M cost 2010: 3; Variable O&M cost 2015: 3; Variable O&M cost 2020: 3; Variable O&M cost 2025: 3; Variable O&M cost 2030: 3; Variable O&M cost 2035: 3; Variable O&M cost 2040: 3; Variable O&M cost 2045: 3; Variable O&M cost 2050: 3; Load change cost 2010: 20; Load change cost 2015: 20; Load change cost 2020: 20; Load change cost 2025: 20; Load change cost 2030: 20; Load change cost 2035: 20; Load change cost 2040: 20; Load change cost 2045: 20; Load change cost 2050: 20; Technical lifetime 2010: 40; Technical lifetime 2015: 40; Technical lifetime 2020: 40; Technical lifetime 2025: 40; Technical lifetime 2030: 40; Technical lifetime 2035: 40; Technical lifetime 2040: 40; Technical lifetime 2045: 40; Technical lifetime 2050: 40; Economic lifetime 2010: 30
OCGT | Gas | Efficiency 2010: 39%; Efficiency 2015: 39.1%; Efficiency 2020: 39.2%; Efficiency 2025: 39.2%; Efficiency 2030: 39.3%; Efficiency 2035: 39.4%; Efficiency 2040: 39.5%; Efficiency 2045: 39.5%; Efficiency 2050: 39.6%; Availability 2010: 0.8; Availability 2015: 0.8; Availability 2020: 0.8; Availability 2025: 0.8; Availability 2030: 0.8; Availability 2035: 0.8; Availability 2040: 0.8; Availability 2045: 0.8; Availability 2050: 0.8; Ramping up 2010: 20%; Ramping up 2015: 20%; Ramping up 2020: 20%; Ramping up 2025: 20%; Ramping up 2030: 20%; Ramping up 2035: 20%; Ramping up 2040: 20%; Ramping up 2045: 20%; Ramping up 2050: 20%; Ramping down 2010: 20%; Ramping down 2015: 20%; Ramping down 2020: 20%; Ramping down 2025: 20%; Ramping down 2030: 20%; Ramping down 2035: 20%; Ramping down 2040: 20%; Ramping down 2045: 20%; Ramping down 2050: 20%; Carbon sequestration ratio 2010: 0%; Carbon emission ratio 2010: 100%; Investment 2010: 550; Investment 2015: 550; Investment 2020: 550; Investment 2025: 550; Investment 2030: 550; Investment 2035: 550; Investment 2040: 550; Investment 2045: 550; Investment 2050: 550; Fixed O&M cost 2010: 15; Fixed O&M cost 2015: 15; Fixed O&M cost 2020: 15; Fixed O&M cost 2025: 15; Fixed O&M cost 2030: 15; Fixed O&M cost 2035: 15; Fixed O&M cost 2040: 15; Fixed O&M cost 2045: 15; Fixed O&M cost 2050: 15; Variable O&M cost 2010: 2; Variable O&M cost 2015: 2; Variable O&M cost 2020: 2; Variable O&M cost 2025: 2; Variable O&M cost 2030: 2; Variable O&M cost 2035: 2; Variable O&M cost 2040: 2; Variable O&M cost 2045: 2; Variable O&M cost 2050: 2; Load change cost 2010: 20; Load change cost 2015: 20; Load change cost 2020: 20; Load change cost 2025: 20; Load change cost 2030: 20; Load change cost 2035: 20; Load change cost 2040: 20; Load change cost 2045: 20; Load change cost 2050: 20; Technical lifetime 2010: 40; Technical lifetime 2015: 40; Technical lifetime 2020: 40; Technical lifetime 2025: 40; Technical lifetime 2030: 40; Technical lifetime 2035: 40; Technical lifetime 2040: 40; Technical lifetime 2045: 40; Technical lifetime 2050: 40; Economic lifetime 2010: 30
GasSteam | Gas | Efficiency 2010: 41%; Efficiency 2015: 41.1%; Efficiency 2020: 41.2%; Efficiency 2025: 41.2%; Efficiency 2030: 41.3%; Efficiency 2035: 41.4%; Efficiency 2040: 41.5%; Efficiency 2045: 41.6%; Efficiency 2050: 41.7%; Availability 2010: 0.85; Availability 2015: 0.85; Availability 2020: 0.85; Availability 2025: 0.85; Availability 2030: 0.85; Availability 2035: 0.85; Availability 2040: 0.85; Availability 2045: 0.85; Availability 2050: 0.85; Ramping up 2010: 6%; Ramping up 2015: 6%; Ramping up 2020: 6%; Ramping up 2025: 6%; Ramping up 2030: 6%; Ramping up 2035: 6%; Ramping up 2040: 6%; Ramping up 2045: 6%; Ramping up 2050: 6%; Ramping down 2010: 6%; Ramping down 2015: 6%; Ramping down 2020: 6%; Ramping down 2025: 6%; Ramping down 2030: 6%; Ramping down 2035: 6%; Ramping down 2040: 6%; Ramping down 2045: 6%; Ramping down 2050: 6%; Carbon sequestration ratio 2010: 0%; Carbon emission ratio 2010: 100%; Investment 2010: 550; Investment 2015: 550; Investment 2020: 550; Investment 2025: 550; Investment 2030: 550; Investment 2035: 550; Investment 2040: 550; Investment 2045: 550; Investment 2050: 550; Fixed O&M cost 2010: 15; Fixed O&M cost 2015: 15; Fixed O&M cost 2020: 15; Fixed O&M cost 2025: 15; Fixed O&M cost 2030: 15; Fixed O&M cost 2035: 15; Fixed O&M cost 2040: 15; Fixed O&M cost 2045: 15; Fixed O&M cost 2050: 15; Variable O&M cost 2010: 3; Variable O&M cost 2015: 3; Variable O&M cost 2020: 3; Variable O&M cost 2025: 3; Variable O&M cost 2030: 3; Variable O&M cost 2035: 3; Variable O&M cost 2040: 3; Variable O&M cost 2045: 3; Variable O&M cost 2050: 3; Load change cost 2010: 20; Load change cost 2015: 20; Load change cost 2020: 20; Load change cost 2025: 20; Load change cost 2030: 20; Load change cost 2035: 20; Load change cost 2040: 20; Load change cost 2045: 20; Load change cost 2050: 20; Technical lifetime 2010: 40; Technical lifetime 2015: 40; Technical lifetime 2020: 40; Technical lifetime 2025: 40; Technical lifetime 2030: 40; Technical lifetime 2035: 40; Technical lifetime 2040: 40; Technical lifetime 2045: 40; Technical lifetime 2050: 40; Economic lifetime 2010: 30
CCOT | Oil | Efficiency 2010: 60%; Efficiency 2015: 60.2%; Efficiency 2020: 60.5%; Efficiency 2025: 60.7%; Efficiency 2030: 61%; Efficiency 2035: 61.2%; Efficiency 2040: 61.5%; Efficiency 2045: 61.7%; Efficiency 2050: 61.9%; Availability 2010: 0.85; Availability 2015: 0.85; Availability 2020: 0.85; Availability 2025: 0.85; Availability 2030: 0.85; Availability 2035: 0.85; Availability 2040: 0.85; Availability 2045: 0.85; Availability 2050: 0.85; Ramping up 2010: 6%; Ramping up 2015: 6%; Ramping up 2020: 6%; Ramping up 2025: 6%; Ramping up 2030: 6%; Ramping up 2035: 6%; Ramping up 2040: 6%; Ramping up 2045: 6%; Ramping up 2050: 6%; Ramping down 2010: 6%; Ramping down 2015: 6%; Ramping down 2020: 6%; Ramping down 2025: 6%; Ramping down 2030: 6%; Ramping down 2035: 6%; Ramping down 2040: 6%; Ramping down 2045: 6%; Ramping down 2050: 6%; Carbon sequestration ratio 2010: 0%; Carbon emission ratio 2010: 100%; Investment 2010: 800; Investment 2015: 800; Investment 2020: 800; Investment 2025: 800; Investment 2030: 800; Investment 2035: 800; Investment 2040: 800; Investment 2045: 800; Investment 2050: 800; Fixed O&M cost 2010: 25; Fixed O&M cost 2015: 25; Fixed O&M cost 2020: 25; Fixed O&M cost 2025: 25; Fixed O&M cost 2030: 25; Fixed O&M cost 2035: 25; Fixed O&M cost 2040: 25; Fixed O&M cost 2045: 25; Fixed O&M cost 2050: 25; Variable O&M cost 2010: 4; Variable O&M cost 2015: 4; Variable O&M cost 2020: 4; Variable O&M cost 2025: 4; Variable O&M cost 2030: 4; Variable O&M cost 2035: 4; Variable O&M cost 2040: 4; Variable O&M cost 2045: 4; Variable O&M cost 2050: 4; Load change cost 2010: 20; Load change cost 2015: 20; Load change cost 2020: 20; Load change cost 2025: 20; Load change cost 2030: 20; Load change cost 2035: 20; Load change cost 2040: 20; Load change cost 2045: 20; Load change cost 2050: 20; Technical lifetime 2010: 40; Technical lifetime 2015: 40; Technical lifetime 2020: 40; Technical lifetime 2025: 40; Technical lifetime 2030: 40; Technical lifetime 2035: 40; Technical lifetime 2040: 40; Technical lifetime 2045: 40; Technical lifetime 2050: 40; Economic lifetime 2010: 30
OCOT | Oil | Efficiency 2010: 39%; Efficiency 2015: 39.1%; Efficiency 2020: 39.2%; Efficiency 2025: 39.2%; Efficiency 2030: 39.3%; Efficiency 2035: 39.4%; Efficiency 2040: 39.5%; Efficiency 2045: 39.5%; Efficiency 2050: 39.6%; Availability 2010: 0.8; Availability 2015: 0.8; Availability 2020: 0.8; Availability 2025: 0.8; Availability 2030: 0.8; Availability 2035: 0.8; Availability 2040: 0.8; Availability 2045: 0.8; Availability 2050: 0.8; Ramping up 2010: 20%; Ramping up 2015: 20%; Ramping up 2020: 20%; Ramping up 2025: 20%; Ramping up 2030: 20%; Ramping up 2035: 20%; Ramping up 2040: 20%; Ramping up 2045: 20%; Ramping up 2050: 20%; Ramping down 2010: 20%; Ramping down 2015: 20%; Ramping down 2020: 20%; Ramping down 2025: 20%; Ramping down 2030: 20%; Ramping down 2035: 20%; Ramping down 2040: 20%; Ramping down 2045: 20%; Ramping down 2050: 20%; Carbon sequestration ratio 2010: 0%; Carbon emission ratio 2010: 100%; Investment 2010: 400; Investment 2015: 400; Investment 2020: 400; Investment 2025: 400; Investment 2030: 400; Investment 2035: 400; Investment 2040: 400; Investment 2045: 400; Investment 2050: 400; Fixed O&M cost 2010: 6; Fixed O&M cost 2015: 6; Fixed O&M cost 2020: 6; Fixed O&M cost 2025: 6; Fixed O&M cost 2030: 6; Fixed O&M cost 2035: 6; Fixed O&M cost 2040: 6; Fixed O&M cost 2045: 6; Fixed O&M cost 2050: 6; Variable O&M cost 2010: 3; Variable O&M cost 2015: 3; Variable O&M cost 2020: 3; Variable O&M cost 2025: 3; Variable O&M cost 2030: 3; Variable O&M cost 2035: 3; Variable O&M cost 2040: 3; Variable O&M cost 2045: 3; Variable O&M cost 2050: 3; Load change cost 2010: 20; Load change cost 2015: 20; Load change cost 2020: 20; Load change cost 2025: 20; Load change cost 2030: 20; Load change cost 2035: 20; Load change cost 2040: 20; Load change cost 2045: 20; Load change cost 2050: 20; Technical lifetime 2010: 40; Technical lifetime 2015: 40; Technical lifetime 2020: 40; Technical lifetime 2025: 40; Technical lifetime 2030: 40; Technical lifetime 2035: 40; Technical lifetime 2040: 40; Technical lifetime 2045: 40; Technical lifetime 2050: 40; Economic lifetime 2010: 30
OilSteam | Oil | Efficiency 2010: 41%; Efficiency 2015: 41.1%; Efficiency 2020: 41.2%; Efficiency 2025: 41.2%; Efficiency 2030: 41.3%; Efficiency 2035: 41.4%; Efficiency 2040: 41.5%; Efficiency 2045: 41.6%; Efficiency 2050: 41.7%; Availability 2010: 0.85; Availability 2015: 0.85; Availability 2020: 0.85; Availability 2025: 0.85; Availability 2030: 0.85; Availability 2035: 0.85; Availability 2040: 0.85; Availability 2045: 0.85; Availability 2050: 0.85; Ramping up 2010: 6%; Ramping up 2015: 6%; Ramping up 2020: 6%; Ramping up 2025: 6%; Ramping up 2030: 6%; Ramping up 2035: 6%; Ramping up 2040: 6%; Ramping up 2045: 6%; Ramping up 2050: 6%; Ramping down 2010: 6%; Ramping down 2015: 6%; Ramping down 2020: 6%; Ramping down 2025: 6%; Ramping down 2030: 6%; Ramping down 2035: 6%; Ramping down 2040: 6%; Ramping down 2045: 6%; Ramping down 2050: 6%; Carbon sequestration ratio 2010: 0%; Carbon emission ratio 2010: 100%; Investment 2010: 400; Investment 2015: 400; Investment 2020: 400; Investment 2025: 400; Investment 2030: 400; Investment 2035: 400; Investment 2040: 400; Investment 2045: 400; Investment 2050: 400; Fixed O&M cost 2010: 6; Fixed O&M cost 2015: 6; Fixed O&M cost 2020: 6; Fixed O&M cost 2025: 6; Fixed O&M cost 2030: 6; Fixed O&M cost 2035: 6; Fixed O&M cost 2040: 6; Fixed O&M cost 2045: 6; Fixed O&M cost 2050: 6; Variable O&M cost 2010: 3; Variable O&M cost 2015: 3; Variable O&M cost 2020: 3; Variable O&M cost 2025: 3; Variable O&M cost 2030: 3; Variable O&M cost 2035: 3; Variable O&M cost 2040: 3; Variable O&M cost 2045: 3; Variable O&M cost 2050: 3; Load change cost 2010: 20; Load change cost 2015: 20; Load change cost 2020: 20; Load change cost 2025: 20; Load change cost 2030: 20; Load change cost 2035: 20; Load change cost 2040: 20; Load change cost 2045: 20; Load change cost 2050: 20; Technical lifetime 2010: 40; Technical lifetime 2015: 40; Technical lifetime 2020: 40; Technical lifetime 2025: 40; Technical lifetime 2030: 40; Technical lifetime 2035: 40; Technical lifetime 2040: 40; Technical lifetime 2045: 40; Technical lifetime 2050: 40; Economic lifetime 2010: 30
PSP | Hydro | Efficiency 2010: 75%; Efficiency 2015: 75%; Efficiency 2020: 75%; Efficiency 2025: 75%; Efficiency 2030: 75%; Efficiency 2035: 75%; Efficiency 2040: 75%; Efficiency 2045: 75%; Efficiency 2050: 75%; Availability 2010: 0.62; Availability 2015: 0.62; Availability 2020: 0.62; Availability 2025: 0.62; Availability 2030: 0.62; Availability 2035: 0.62; Availability 2040: 0.62; Availability 2045: 0.62; Availability 2050: 0.62; Ramping up 2010: 25%; Ramping up 2015: 25%; Ramping up 2020: 25%; Ramping up 2025: 25%; Ramping up 2030: 25%; Ramping up 2035: 25%; Ramping up 2040: 25%; Ramping up 2045: 25%; Ramping up 2050: 25%; Ramping down 2010: 25%; Ramping down 2015: 25%; Ramping down 2020: 25%; Ramping down 2025: 25%; Ramping down 2030: 25%; Ramping down 2035: 25%; Ramping down 2040: 25%; Ramping down 2045: 25%; Ramping down 2050: 25%; Carbon sequestration ratio 2010: 0%; Carbon emission ratio 2010: 100%; Investment 2010: 2000; Investment 2015: 2000; Investment 2020: 2000; Investment 2025: 2000; Investment 2030: 2000; Investment 2035: 2000; Investment 2040: 2000; Investment 2045: 2000; Investment 2050: 2000; Fixed O&M cost 2010: 20; Fixed O&M cost 2015: 20; Fixed O&M cost 2020: 20; Fixed O&M cost 2025: 20; Fixed O&M cost 2030: 20; Fixed O&M cost 2035: 20; Fixed O&M cost 2040: 20; Fixed O&M cost 2045: 20; Fixed O&M cost 2050: 20; Variable O&M cost 2010: 0; Variable O&M cost 2015: 0; Variable O&M cost 2020: 0; Variable O&M cost 2025: 0; Variable O&M cost 2030: 0; Variable O&M cost 2035: 0; Variable O&M cost 2040: 0; Variable O&M cost 2045: 0; Variable O&M cost 2050: 0; Load change cost 2010: 0; Load change cost 2015: 0; Load change cost 2020: 0; Load change cost 2025: 0; Load change cost 2030: 0; Load change cost 2035: 0; Load change cost 2040: 0; Load change cost 2045: 0; Load change cost 2050: 0; Technical lifetime 2010: 100; Technical lifetime 2015: 100; Technical lifetime 2020: 100; Technical lifetime 2025: 100; Technical lifetime 2030: 100; Technical lifetime 2035: 100; Technical lifetime 2040: 100; Technical lifetime 2045: 100; Technical lifetime 2050: 100; Economic lifetime 2010: 30; Storage Capacity ratio 2010: 8; Storage Capacity ratio 2015: 8; Storage Capacity ratio 2020: 8; Storage Capacity ratio 2025: 8; Storage Capacity ratio 2030: 8; Storage Capacity ratio 2035: 8; Storage Capacity ratio 2040: 8; Storage Capacity ratio 2045: 8; Storage Capacity ratio 2050: 8
RoR | RoR | Efficiency 2010: 100%; Efficiency 2015: 100%; Efficiency 2020: 100%; Efficiency 2025: 100%; Efficiency 2030: 100%; Efficiency 2035: 100%; Efficiency 2040: 100%; Efficiency 2045: 100%; Efficiency 2050: 100%; Availability 2010: 1; Availability 2015: 1; Availability 2020: 1; Availability 2025: 1; Availability 2030: 1; Availability 2035: 1; Availability 2040: 1; Availability 2045: 1; Availability 2050: 1; Ramping up 2010: 0%; Ramping up 2015: 0%; Ramping up 2020: 0%; Ramping up 2025: 0%; Ramping up 2030: 0%; Ramping up 2035: 0%; Ramping up 2040: 0%; Ramping up 2045: 0%; Ramping up 2050: 0%; Ramping down 2010: 0%; Ramping down 2015: 0%; Ramping down 2020: 0%; Ramping down 2025: 0%; Ramping down 2030: 0%; Ramping down 2035: 0%; Ramping down 2040: 0%; Ramping down 2045: 0%; Ramping down 2050: 0%; Carbon sequestration ratio 2010: 0%; Carbon emission ratio 2010: 100%; Investment 2010: 3000; Investment 2015: 3000; Investment 2020: 3000; Investment 2025: 3000; Investment 2030: 3000; Investment 2035: 3000; Investment 2040: 3000; Investment 2045: 3000; Investment 2050: 3000; Fixed O&M cost 2010: 60; Fixed O&M cost 2015: 60; Fixed O&M cost 2020: 60; Fixed O&M cost 2025: 60; Fixed O&M cost 2030: 60; Fixed O&M cost 2035: 60; Fixed O&M cost 2040: 60; Fixed O&M cost 2045: 60; Fixed O&M cost 2050: 60; Variable O&M cost 2010: 0; Variable O&M cost 2015: 0; Variable O&M cost 2020: 0; Variable O&M cost 2025: 0; Variable O&M cost 2030: 0; Variable O&M cost 2035: 0; Variable O&M cost 2040: 0; Variable O&M cost 2045: 0; Variable O&M cost 2050: 0; Load change cost 2010: 0; Load change cost 2015: 0; Load change cost 2020: 0; Load change cost 2025: 0; Load change cost 2030: 0; Load change cost 2035: 0; Load change cost 2040: 0; Load change cost 2045: 0; Load change cost 2050: 0; Technical lifetime 2010: 100; Technical lifetime 2015: 100; Technical lifetime 2020: 100; Technical lifetime 2025: 100; Technical lifetime 2030: 100; Technical lifetime 2035: 100; Technical lifetime 2040: 100; Technical lifetime 2045: 100; Technical lifetime 2050: 100; Economic lifetime 2010: 30
Waste | Waste | Efficiency 2010: 100%; Efficiency 2015: 100%; Efficiency 2020: 100%; Efficiency 2025: 100%; Efficiency 2030: 100%; Efficiency 2035: 100%; Efficiency 2040: 100%; Efficiency 2045: 100%; Efficiency 2050: 100%; Availability 2010: 0.8; Availability 2015: 0.8; Availability 2020: 0.8; Availability 2025: 0.8; Availability 2030: 0.8; Availability 2035: 0.8; Availability 2040: 0.8; Availability 2045: 0.8; Availability 2050: 0.8; Ramping up 2010: 0%; Ramping up 2015: 0%; Ramping up 2020: 0%; Ramping up 2025: 0%; Ramping up 2030: 0%; Ramping up 2035: 0%; Ramping up 2040: 0%; Ramping up 2045: 0%; Ramping up 2050: 0%; Ramping down 2010: 0%; Ramping down 2015: 0%; Ramping down 2020: 0%; Ramping down 2025: 0%; Ramping down 2030: 0%; Ramping down 2035: 0%; Ramping down 2040: 0%; Ramping down 2045: 0%; Ramping down 2050: 0%; Carbon sequestration ratio 2010: 0%; Carbon emission ratio 2010: 100%; Investment 2010: 2500; Investment 2015: 2424; Investment 2020: 2350; Investment 2025: 2278; Investment 2030: 2209; Investment 2035: 2141; Investment 2040: 2076; Investment 2045: 2013; Investment 2050: 1951; Fixed O&M cost 2010: 100; Fixed O&M cost 2015: 100; Fixed O&M cost 2020: 100; Fixed O&M cost 2025: 100; Fixed O&M cost 2030: 100; Fixed O&M cost 2035: 100; Fixed O&M cost 2040: 100; Fixed O&M cost 2045: 100; Fixed O&M cost 2050: 100; Variable O&M cost 2010: 7; Variable O&M cost 2015: 7; Variable O&M cost 2020: 7; Variable O&M cost 2025: 7; Variable O&M cost 2030: 7; Variable O&M cost 2035: 7; Variable O&M cost 2040: 7; Variable O&M cost 2045: 7; Variable O&M cost 2050: 7; Load change cost 2010: 0; Load change cost 2015: 0; Load change cost 2020: 0; Load change cost 2025: 0; Load change cost 2030: 0; Load change cost 2035: 0; Load change cost 2040: 0; Load change cost 2045: 0; Load change cost 2050: 0; Technical lifetime 2010: 50; Technical lifetime 2015: 50; Technical lifetime 2020: 50; Technical lifetime 2025: 50; Technical lifetime 2030: 50; Technical lifetime 2035: 50; Technical lifetime 2040: 50; Technical lifetime 2045: 50; Technical lifetime 2050: 50; Economic lifetime 2010: 30
Biomass | Biomass | Efficiency 2010: 38%; Efficiency 2015: 38%; Efficiency 2020: 38%; Efficiency 2025: 38%; Efficiency 2030: 38%; Efficiency 2035: 38%; Efficiency 2040: 38%; Efficiency 2045: 38%; Efficiency 2050: 38%; Availability 2010: 0.8; Availability 2015: 0.8; Availability 2020: 0.8; Availability 2025: 0.8; Availability 2030: 0.8; Availability 2035: 0.8; Availability 2040: 0.8; Availability 2045: 0.8; Availability 2050: 0.8; Ramping up 2010: 0%; Ramping up 2015: 0%; Ramping up 2020: 0%; Ramping up 2025: 0%; Ramping up 2030: 0%; Ramping up 2035: 0%; Ramping up 2040: 0%; Ramping up 2045: 0%; Ramping up 2050: 0%; Ramping down 2010: 0%; Ramping down 2015: 0%; Ramping down 2020: 0%; Ramping down 2025: 0%; Ramping down 2030: 0%; Ramping down 2035: 0%; Ramping down 2040: 0%; Ramping down 2045: 0%; Ramping down 2050: 0%; Carbon sequestration ratio 2010: 0%; Carbon emission ratio 2010: 0%; Investment 2010: 2400; Investment 2015: 2400; Investment 2020: 2400; Investment 2025: 2400; Investment 2030: 2400; Investment 2035: 2400; Investment 2040: 2400; Investment 2045: 2400; Investment 2050: 2400; Fixed O&M cost 2010: 100; Fixed O&M cost 2015: 100; Fixed O&M cost 2020: 100; Fixed O&M cost 2025: 100; Fixed O&M cost 2030: 100; Fixed O&M cost 2035: 100; Fixed O&M cost 2040: 100; Fixed O&M cost 2045: 100; Fixed O&M cost 2050: 100; Variable O&M cost 2010: 7; Variable O&M cost 2015: 7; Variable O&M cost 2020: 7; Variable O&M cost 2025: 7; Variable O&M cost 2030: 7; Variable O&M cost 2035: 7; Variable O&M cost 2040: 7; Variable O&M cost 2045: 7; Variable O&M cost 2050: 7; Load change cost 2010: 0; Load change cost 2015: 0; Load change cost 2020: 0; Load change cost 2025: 0; Load change cost 2030: 0; Load change cost 2035: 0; Load change cost 2040: 0; Load change cost 2045: 0; Load change cost 2050: 0; Technical lifetime 2010: 40; Technical lifetime 2015: 40; Technical lifetime 2020: 40; Technical lifetime 2025: 40; Technical lifetime 2030: 40; Technical lifetime 2035: 40; Technical lifetime 2040: 40; Technical lifetime 2045: 40; Technical lifetime 2050: 40; Economic lifetime 2010: 30
Tidal | Hydro | Efficiency 2010: 100%; Efficiency 2015: 100%; Efficiency 2020: 100%; Efficiency 2025: 100%; Efficiency 2030: 100%; Efficiency 2035: 100%; Efficiency 2040: 100%; Efficiency 2045: 100%; Efficiency 2050: 100%; Availability 2010: 0.5; Availability 2015: 0.5; Availability 2020: 0.5; Availability 2025: 0.5; Availability 2030: 0.5; Availability 2035: 0.5; Availability 2040: 0.5; Availability 2045: 0.5; Availability 2050: 0.5; Ramping up 2010: 0%; Ramping up 2015: 0%; Ramping up 2020: 0%; Ramping up 2025: 0%; Ramping up 2030: 0%; Ramping up 2035: 0%; Ramping up 2040: 0%; Ramping up 2045: 0%; Ramping up 2050: 0%; Ramping down 2010: 0%; Ramping down 2015: 0%; Ramping down 2020: 0%; Ramping down 2025: 0%; Ramping down 2030: 0%; Ramping down 2035: 0%; Ramping down 2040: 0%; Ramping down 2045: 0%; Ramping down 2050: 0%; Carbon sequestration ratio 2010: 0%; Carbon emission ratio 2010: 100%; Investment 2010: 5000; Investment 2015: 4608; Investment 2020: 4246; Investment 2025: 3913; Investment 2030: 3605; Investment 2035: 3322; Investment 2040: 3062; Investment 2045: 2821; Investment 2050: 2600; Fixed O&M cost 2010: 150; Fixed O&M cost 2015: 150; Fixed O&M cost 2020: 150; Fixed O&M cost 2025: 150; Fixed O&M cost 2030: 150; Fixed O&M cost 2035: 150; Fixed O&M cost 2040: 150; Fixed O&M cost 2045: 150; Fixed O&M cost 2050: 150; Variable O&M cost 2010: 0; Variable O&M cost 2015: 0; Variable O&M cost 2020: 0; Variable O&M cost 2025: 0; Variable O&M cost 2030: 0; Variable O&M cost 2035: 0; Variable O&M cost 2040: 0; Variable O&M cost 2045: 0; Variable O&M cost 2050: 0; Load change cost 2010: 0; Load change cost 2015: 0; Load change cost 2020: 0; Load change cost 2025: 0; Load change cost 2030: 0; Load change cost 2035: 0; Load change cost 2040: 0; Load change cost 2045: 0; Load change cost 2050: 0; Technical lifetime 2010: 50; Technical lifetime 2015: 50; Technical lifetime 2020: 50; Technical lifetime 2025: 50; Technical lifetime 2030: 50; Technical lifetime 2035: 50; Technical lifetime 2040: 50; Technical lifetime 2045: 50; Technical lifetime 2050: 50; Economic lifetime 2010: 30
Geothermal | Geothermal | Efficiency 2010: 100%; Efficiency 2015: 100%; Efficiency 2020: 100%; Efficiency 2025: 100%; Efficiency 2030: 100%; Efficiency 2035: 100%; Efficiency 2040: 100%; Efficiency 2045: 100%; Efficiency 2050: 100%; Availability 2010: 0.5; Availability 2015: 0.5; Availability 2020: 0.5; Availability 2025: 0.5; Availability 2030: 0.5; Availability 2035: 0.5; Availability 2040: 0.5; Availability 2045: 0.5; Availability 2050: 0.5; Ramping up 2010: 0%; Ramping up 2015: 0%; Ramping up 2020: 0%; Ramping up 2025: 0%; Ramping up 2030: 0%; Ramping up 2035: 0%; Ramping up 2040: 0%; Ramping up 2045: 0%; Ramping up 2050: 0%; Ramping down 2010: 0%; Ramping down 2015: 0%; Ramping down 2020: 0%; Ramping down 2025: 0%; Ramping down 2030: 0%; Ramping down 2035: 0%; Ramping down 2040: 0%; Ramping down 2045: 0%; Ramping down 2050: 0%; Carbon sequestration ratio 2010: 0%; Carbon emission ratio 2010: 100%; Investment 2010: 4200; Investment 2015: 3982; Investment 2020: 3775; Investment 2025: 3578; Investment 2030: 3392; Investment 2035: 3216; Investment 2040: 3049; Investment 2045: 2890; Investment 2050: 2740; Fixed O&M cost 2010: 80; Fixed O&M cost 2015: 80; Fixed O&M cost 2020: 80; Fixed O&M cost 2025: 80; Fixed O&M cost 2030: 80; Fixed O&M cost 2035: 80; Fixed O&M cost 2040: 80; Fixed O&M cost 2045: 80; Fixed O&M cost 2050: 80; Variable O&M cost 2010: 0; Variable O&M cost 2015: 0; Variable O&M cost 2020: 0; Variable O&M cost 2025: 0; Variable O&M cost 2030: 0; Variable O&M cost 2035: 0; Variable O&M cost 2040: 0; Variable O&M cost 2045: 0; Variable O&M cost 2050: 0; Load change cost 2010: 0; Load change cost 2015: 0; Load change cost 2020: 0; Load change cost 2025: 0; Load change cost 2030: 0; Load change cost 2035: 0; Load change cost 2040: 0; Load change cost 2045: 0; Load change cost 2050: 0; Technical lifetime 2010: 50; Technical lifetime 2015: 50; Technical lifetime 2020: 50; Technical lifetime 2025: 50; Technical lifetime 2030: 50; Technical lifetime 2035: 50; Technical lifetime 2040: 50; Technical lifetime 2045: 50; Technical lifetime 2050: 50; Economic lifetime 2010: 30
Solar 1 | Sun | Efficiency 2010: 100%; Efficiency 2015: 100%; Efficiency 2020: 100%; Efficiency 2025: 100%; Efficiency 2030: 100%; Efficiency 2035: 100%; Efficiency 2040: 100%; Efficiency 2045: 100%; Efficiency 2050: 100%; Availability 2010: 1; Availability 2015: 1; Availability 2020: 1; Availability 2025: 1; Availability 2030: 1; Availability 2035: 1; Availability 2040: 1; Availability 2045: 1; Availability 2050: 1; Ramping up 2010: 0%; Ramping up 2015: 0%; Ramping up 2020: 0%; Ramping up 2025: 0%; Ramping up 2030: 0%; Ramping up 2035: 0%; Ramping up 2040: 0%; Ramping up 2045: 0%; Ramping up 2050: 0%; Ramping down 2010: 0%; Ramping down 2015: 0%; Ramping down 2020: 0%; Ramping down 2025: 0%; Ramping down 2030: 0%; Ramping down 2035: 0%; Ramping down 2040: 0%; Ramping down 2045: 0%; Ramping down 2050: 0%; Carbon sequestration ratio 2010: 0%; Carbon emission ratio 2010: 100%; Investment 2010: 1560; Investment 2015: 998; Investment 2020: 768.5; Investment 2025: 544; Investment 2030: 319.5; Investment 2035: 299.5; Investment 2040: 279.5; Investment 2045: 254.5; Investment 2050: 229.5; Fixed O&M cost 2010: 20; Fixed O&M cost 2015: 20; Fixed O&M cost 2020: 20; Fixed O&M cost 2025: 20; Fixed O&M cost 2030: 20; Fixed O&M cost 2035: 20; Fixed O&M cost 2040: 20; Fixed O&M cost 2045: 20; Fixed O&M cost 2050: 20; Variable O&M cost 2010: 0; Variable O&M cost 2015: 0; Variable O&M cost 2020: 0; Variable O&M cost 2025: 0; Variable O&M cost 2030: 0; Variable O&M cost 2035: 0; Variable O&M cost 2040: 0; Variable O&M cost 2045: 0; Variable O&M cost 2050: 0; Load change cost 2010: 0; Load change cost 2015: 0; Load change cost 2020: 0; Load change cost 2025: 0; Load change cost 2030: 0; Load change cost 2035: 0; Load change cost 2040: 0; Load change cost 2045: 0; Load change cost 2050: 0; Technical lifetime 2010: 25; Technical lifetime 2015: 25; Technical lifetime 2020: 25; Technical lifetime 2025: 25; Technical lifetime 2030: 25; Technical lifetime 2035: 25; Technical lifetime 2040: 25; Technical lifetime 2045: 25; Technical lifetime 2050: 25; Economic lifetime 2010: 20
Solar 2 | Sun | Efficiency 2010: 100%; Efficiency 2015: 100%; Efficiency 2020: 100%; Efficiency 2025: 100%; Efficiency 2030: 100%; Efficiency 2035: 100%; Efficiency 2040: 100%; Efficiency 2045: 100%; Efficiency 2050: 100%; Availability 2010: 1; Availability 2015: 1; Availability 2020: 1; Availability 2025: 1; Availability 2030: 1; Availability 2035: 1; Availability 2040: 1; Availability 2045: 1; Availability 2050: 1; Ramping up 2010: 0%; Ramping up 2015: 0%; Ramping up 2020: 0%; Ramping up 2025: 0%; Ramping up 2030: 0%; Ramping up 2035: 0%; Ramping up 2040: 0%; Ramping up 2045: 0%; Ramping up 2050: 0%; Ramping down 2010: 0%; Ramping down 2015: 0%; Ramping down 2020: 0%; Ramping down 2025: 0%; Ramping down 2030: 0%; Ramping down 2035: 0%; Ramping down 2040: 0%; Ramping down 2045: 0%; Ramping down 2050: 0%; Carbon sequestration ratio 2010: 0%; Carbon emission ratio 2010: 100%; Investment 2010: 1560; Investment 2015: 998; Investment 2020: 768.5; Investment 2025: 544; Investment 2030: 319.5; Investment 2035: 299.5; Investment 2040: 279.5; Investment 2045: 254.5; Investment 2050: 229.5; Fixed O&M cost 2010: 20; Fixed O&M cost 2015: 20; Fixed O&M cost 2020: 20; Fixed O&M cost 2025: 20; Fixed O&M cost 2030: 20; Fixed O&M cost 2035: 20; Fixed O&M cost 2040: 20; Fixed O&M cost 2045: 20; Fixed O&M cost 2050: 20; Variable O&M cost 2010: 0; Variable O&M cost 2015: 0; Variable O&M cost 2020: 0; Variable O&M cost 2025: 0; Variable O&M cost 2030: 0; Variable O&M cost 2035: 0; Variable O&M cost 2040: 0; Variable O&M cost 2045: 0; Variable O&M cost 2050: 0; Load change cost 2010: 0; Load change cost 2015: 0; Load change cost 2020: 0; Load change cost 2025: 0; Load change cost 2030: 0; Load change cost 2035: 0; Load change cost 2040: 0; Load change cost 2045: 0; Load change cost 2050: 0; Technical lifetime 2010: 25; Technical lifetime 2015: 25; Technical lifetime 2020: 25; Technical lifetime 2025: 25; Technical lifetime 2030: 25; Technical lifetime 2035: 25; Technical lifetime 2040: 25; Technical lifetime 2045: 25; Technical lifetime 2050: 25; Economic lifetime 2010: 20
Solar 3 | Sun | Efficiency 2010: 100%; Efficiency 2015: 100%; Efficiency 2020: 100%; Efficiency 2025: 100%; Efficiency 2030: 100%; Efficiency 2035: 100%; Efficiency 2040: 100%; Efficiency 2045: 100%; Efficiency 2050: 100%; Availability 2010: 1; Availability 2015: 1; Availability 2020: 1; Availability 2025: 1; Availability 2030: 1; Availability 2035: 1; Availability 2040: 1; Availability 2045: 1; Availability 2050: 1; Ramping up 2010: 0%; Ramping up 2015: 0%; Ramping up 2020: 0%; Ramping up 2025: 0%; Ramping up 2030: 0%; Ramping up 2035: 0%; Ramping up 2040: 0%; Ramping up 2045: 0%; Ramping up 2050: 0%; Ramping down 2010: 0%; Ramping down 2015: 0%; Ramping down 2020: 0%; Ramping down 2025: 0%; Ramping down 2030: 0%; Ramping down 2035: 0%; Ramping down 2040: 0%; Ramping down 2045: 0%; Ramping down 2050: 0%; Carbon sequestration ratio 2010: 0%; Carbon emission ratio 2010: 100%; Investment 2010: 1560; Investment 2015: 998; Investment 2020: 768.5; Investment 2025: 544; Investment 2030: 319.5; Investment 2035: 299.5; Investment 2040: 279.5; Investment 2045: 254.5; Investment 2050: 229.5; Fixed O&M cost 2010: 20; Fixed O&M cost 2015: 20; Fixed O&M cost 2020: 20; Fixed O&M cost 2025: 20; Fixed O&M cost 2030: 20; Fixed O&M cost 2035: 20; Fixed O&M cost 2040: 20; Fixed O&M cost 2045: 20; Fixed O&M cost 2050: 20; Variable O&M cost 2010: 0; Variable O&M cost 2015: 0; Variable O&M cost 2020: 0; Variable O&M cost 2025: 0; Variable O&M cost 2030: 0; Variable O&M cost 2035: 0; Variable O&M cost 2040: 0; Variable O&M cost 2045: 0; Variable O&M cost 2050: 0; Load change cost 2010: 0; Load change cost 2015: 0; Load change cost 2020: 0; Load change cost 2025: 0; Load change cost 2030: 0; Load change cost 2035: 0; Load change cost 2040: 0; Load change cost 2045: 0; Load change cost 2050: 0; Technical lifetime 2010: 25; Technical lifetime 2015: 25; Technical lifetime 2020: 25; Technical lifetime 2025: 25; Technical lifetime 2030: 25; Technical lifetime 2035: 25; Technical lifetime 2040: 25; Technical lifetime 2045: 25; Technical lifetime 2050: 25; Economic lifetime 2010: 20
CSP | Sun | Efficiency 2010: 100%; Efficiency 2015: 100%; Efficiency 2020: 100%; Efficiency 2025: 100%; Efficiency 2030: 100%; Efficiency 2035: 100%; Efficiency 2040: 100%; Efficiency 2045: 100%; Efficiency 2050: 100%; Availability 2010: 1; Availability 2015: 1; Availability 2020: 1; Availability 2025: 1; Availability 2030: 1; Availability 2035: 1; Availability 2040: 1; Availability 2045: 1; Availability 2050: 1; Ramping up 2010: 0%; Ramping up 2015: 0%; Ramping up 2020: 0%; Ramping up 2025: 0%; Ramping up 2030: 0%; Ramping up 2035: 0%; Ramping up 2040: 0%; Ramping up 2045: 0%; Ramping up 2050: 0%; Ramping down 2010: 0%; Ramping down 2015: 0%; Ramping down 2020: 0%; Ramping down 2025: 0%; Ramping down 2030: 0%; Ramping down 2035: 0%; Ramping down 2040: 0%; Ramping down 2045: 0%; Ramping down 2050: 0%; Carbon sequestration ratio 2010: 0%; Carbon emission ratio 2010: 100%; Investment 2010: 5600; Investment 2015: 5300; Investment 2020: 5000; Investment 2025: 4700; Investment 2030: 4400; Investment 2035: 4100; Investment 2040: 3800; Investment 2045: 3500; Investment 2050: 3200; Fixed O&M cost 2010: 30; Fixed O&M cost 2015: 30; Fixed O&M cost 2020: 30; Fixed O&M cost 2025: 30; Fixed O&M cost 2030: 30; Fixed O&M cost 2035: 30; Fixed O&M cost 2040: 30; Fixed O&M cost 2045: 30; Fixed O&M cost 2050: 30; Variable O&M cost 2010: 0; Variable O&M cost 2015: 0; Variable O&M cost 2020: 0; Variable O&M cost 2025: 0; Variable O&M cost 2030: 0; Variable O&M cost 2035: 0; Variable O&M cost 2040: 0; Variable O&M cost 2045: 0; Variable O&M cost 2050: 0; Load change cost 2010: 0; Load change cost 2015: 0; Load change cost 2020: 0; Load change cost 2025: 0; Load change cost 2030: 0; Load change cost 2035: 0; Load change cost 2040: 0; Load change cost 2045: 0; Load change cost 2050: 0; Technical lifetime 2010: 30; Technical lifetime 2015: 30; Technical lifetime 2020: 30; Technical lifetime 2025: 30; Technical lifetime 2030: 30; Technical lifetime 2035: 30; Technical lifetime 2040: 30; Technical lifetime 2045: 30; Technical lifetime 2050: 30; Economic lifetime 2010: 30
Wind onshore 1 | Wind | Efficiency 2010: 100%; Efficiency 2015: 100%; Efficiency 2020: 100%; Efficiency 2025: 100%; Efficiency 2030: 100%; Efficiency 2035: 100%; Efficiency 2040: 100%; Efficiency 2045: 100%; Efficiency 2050: 100%; Availability 2010: 1; Availability 2015: 1; Availability 2020: 1; Availability 2025: 1; Availability 2030: 1; Availability 2035: 1; Availability 2040: 1; Availability 2045: 1; Availability 2050: 1; Ramping up 2010: 0%; Ramping up 2015: 0%; Ramping up 2020: 0%; Ramping up 2025: 0%; Ramping up 2030: 0%; Ramping up 2035: 0%; Ramping up 2040: 0%; Ramping up 2045: 0%; Ramping up 2050: 0%; Ramping down 2010: 0%; Ramping down 2015: 0%; Ramping down 2020: 0%; Ramping down 2025: 0%; Ramping down 2030: 0%; Ramping down 2035: 0%; Ramping down 2040: 0%; Ramping down 2045: 0%; Ramping down 2050: 0%; Carbon sequestration ratio 2010: 0%; Carbon emission ratio 2010: 100%; Investment 2010: 1300; Investment 2015: 1062.5; Investment 2020: 1028.515; Investment 2025: 991.5; Investment 2030: 962.36; Investment 2035: 942.5; Investment 2040: 910.855; Investment 2045: 880.4826; Investment 2050: 851.3255; Fixed O&M cost 2010: 20; Fixed O&M cost 2015: 20; Fixed O&M cost 2020: 20; Fixed O&M cost 2025: 20; Fixed O&M cost 2030: 20; Fixed O&M cost 2035: 20; Fixed O&M cost 2040: 20; Fixed O&M cost 2045: 20; Fixed O&M cost 2050: 20; Variable O&M cost 2010: 0; Variable O&M cost 2015: 0; Variable O&M cost 2020: 0; Variable O&M cost 2025: 0; Variable O&M cost 2030: 0; Variable O&M cost 2035: 0; Variable O&M cost 2040: 0; Variable O&M cost 2045: 0; Variable O&M cost 2050: 0; Load change cost 2010: 0; Load change cost 2015: 0; Load change cost 2020: 0; Load change cost 2025: 0; Load change cost 2030: 0; Load change cost 2035: 0; Load change cost 2040: 0; Load change cost 2045: 0; Load change cost 2050: 0; Technical lifetime 2010: 25; Technical lifetime 2015: 25; Technical lifetime 2020: 25; Technical lifetime 2025: 25; Technical lifetime 2030: 25; Technical lifetime 2035: 25; Technical lifetime 2040: 25; Technical lifetime 2045: 25; Technical lifetime 2050: 25; Economic lifetime 2010: 20
Wind onshore 2 | Wind | Efficiency 2010: 100%; Efficiency 2015: 100%; Efficiency 2020: 100%; Efficiency 2025: 100%; Efficiency 2030: 100%; Efficiency 2035: 100%; Efficiency 2040: 100%; Efficiency 2045: 100%; Efficiency 2050: 100%; Availability 2010: 1; Availability 2015: 1; Availability 2020: 1; Availability 2025: 1; Availability 2030: 1; Availability 2035: 1; Availability 2040: 1; Availability 2045: 1; Availability 2050: 1; Ramping up 2010: 0%; Ramping up 2015: 0%; Ramping up 2020: 0%; Ramping up 2025: 0%; Ramping up 2030: 0%; Ramping up 2035: 0%; Ramping up 2040: 0%; Ramping up 2045: 0%; Ramping up 2050: 0%; Ramping down 2010: 0%; Ramping down 2015: 0%; Ramping down 2020: 0%; Ramping down 2025: 0%; Ramping down 2030: 0%; Ramping down 2035: 0%; Ramping down 2040: 0%; Ramping down 2045: 0%; Ramping down 2050: 0%; Carbon sequestration ratio 2010: 0%; Carbon emission ratio 2010: 100%; Investment 2010: 1300; Investment 2015: 1062.5; Investment 2020: 1028.515; Investment 2025: 991.5; Investment 2030: 962.36; Investment 2035: 942.5; Investment 2040: 910.855; Investment 2045: 880.4826; Investment 2050: 851.3255; Fixed O&M cost 2010: 20; Fixed O&M cost 2015: 20; Fixed O&M cost 2020: 20; Fixed O&M cost 2025: 20; Fixed O&M cost 2030: 20; Fixed O&M cost 2035: 20; Fixed O&M cost 2040: 20; Fixed O&M cost 2045: 20; Fixed O&M cost 2050: 20; Variable O&M cost 2010: 0; Variable O&M cost 2015: 0; Variable O&M cost 2020: 0; Variable O&M cost 2025: 0; Variable O&M cost 2030: 0; Variable O&M cost 2035: 0; Variable O&M cost 2040: 0; Variable O&M cost 2045: 0; Variable O&M cost 2050: 0; Load change cost 2010: 0; Load change cost 2015: 0; Load change cost 2020: 0; Load change cost 2025: 0; Load change cost 2030: 0; Load change cost 2035: 0; Load change cost 2040: 0; Load change cost 2045: 0; Load change cost 2050: 0; Technical lifetime 2010: 25; Technical lifetime 2015: 25; Technical lifetime 2020: 25; Technical lifetime 2025: 25; Technical lifetime 2030: 25; Technical lifetime 2035: 25; Technical lifetime 2040: 25; Technical lifetime 2045: 25; Technical lifetime 2050: 25; Economic lifetime 2010: 20
Wind onshore 3 | Wind | Efficiency 2010: 100%; Efficiency 2015: 100%; Efficiency 2020: 100%; Efficiency 2025: 100%; Efficiency 2030: 100%; Efficiency 2035: 100%; Efficiency 2040: 100%; Efficiency 2045: 100%; Efficiency 2050: 100%; Availability 2010: 1; Availability 2015: 1; Availability 2020: 1; Availability 2025: 1; Availability 2030: 1; Availability 2035: 1; Availability 2040: 1; Availability 2045: 1; Availability 2050: 1; Ramping up 2010: 0%; Ramping up 2015: 0%; Ramping up 2020: 0%; Ramping up 2025: 0%; Ramping up 2030: 0%; Ramping up 2035: 0%; Ramping up 2040: 0%; Ramping up 2045: 0%; Ramping up 2050: 0%; Ramping down 2010: 0%; Ramping down 2015: 0%; Ramping down 2020: 0%; Ramping down 2025: 0%; Ramping down 2030: 0%; Ramping down 2035: 0%; Ramping down 2040: 0%; Ramping down 2045: 0%; Ramping down 2050: 0%; Carbon sequestration ratio 2010: 0%; Carbon emission ratio 2010: 100%; Investment 2010: 1300; Investment 2015: 1062.5; Investment 2020: 1028.515; Investment 2025: 991.5; Investment 2030: 962.36; Investment 2035: 942.5; Investment 2040: 910.855; Investment 2045: 880.4826; Investment 2050: 851.3255; Fixed O&M cost 2010: 20; Fixed O&M cost 2015: 20; Fixed O&M cost 2020: 20; Fixed O&M cost 2025: 20; Fixed O&M cost 2030: 20; Fixed O&M cost 2035: 20; Fixed O&M cost 2040: 20; Fixed O&M cost 2045: 20; Fixed O&M cost 2050: 20; Variable O&M cost 2010: 0; Variable O&M cost 2015: 0; Variable O&M cost 2020: 0; Variable O&M cost 2025: 0; Variable O&M cost 2030: 0; Variable O&M cost 2035: 0; Variable O&M cost 2040: 0; Variable O&M cost 2045: 0; Variable O&M cost 2050: 0; Load change cost 2010: 0; Load change cost 2015: 0; Load change cost 2020: 0; Load change cost 2025: 0; Load change cost 2030: 0; Load change cost 2035: 0; Load change cost 2040: 0; Load change cost 2045: 0; Load change cost 2050: 0; Technical lifetime 2010: 25; Technical lifetime 2015: 25; Technical lifetime 2020: 25; Technical lifetime 2025: 25; Technical lifetime 2030: 25; Technical lifetime 2035: 25; Technical lifetime 2040: 25; Technical lifetime 2045: 25; Technical lifetime 2050: 25; Economic lifetime 2010: 20
Wind offshore 1 | Wind | Efficiency 2010: 100%; Efficiency 2015: 100%; Efficiency 2020: 100%; Efficiency 2025: 100%; Efficiency 2030: 100%; Efficiency 2035: 100%; Efficiency 2040: 100%; Efficiency 2045: 100%; Efficiency 2050: 100%; Availability 2010: 1; Availability 2015: 1; Availability 2020: 1; Availability 2025: 1; Availability 2030: 1; Availability 2035: 1; Availability 2040: 1; Availability 2045: 1; Availability 2050: 1; Ramping up 2010: 0%; Ramping up 2015: 0%; Ramping up 2020: 0%; Ramping up 2025: 0%; Ramping up 2030: 0%; Ramping up 2035: 0%; Ramping up 2040: 0%; Ramping up 2045: 0%; Ramping up 2050: 0%; Ramping down 2010: 0%; Ramping down 2015: 0%; Ramping down 2020: 0%; Ramping down 2025: 0%; Ramping down 2030: 0%; Ramping down 2035: 0%; Ramping down 2040: 0%; Ramping down 2045: 0%; Ramping down 2050: 0%; Carbon sequestration ratio 2010: 0%; Carbon emission ratio 2010: 100%; Investment 2010: 3000; Investment 2015: 3500; Investment 2020: 2636.6667; Investment 2025: 2200; Investment 2030: 1936; Investment 2035: 1800; Investment 2040: 1710; Investment 2045: 1641.6; Investment 2050: 1592.352; Fixed O&M cost 2010: 20; Fixed O&M cost 2015: 20; Fixed O&M cost 2020: 20; Fixed O&M cost 2025: 20; Fixed O&M cost 2030: 20; Fixed O&M cost 2035: 20; Fixed O&M cost 2040: 20; Fixed O&M cost 2045: 20; Fixed O&M cost 2050: 20; Variable O&M cost 2010: 0; Variable O&M cost 2015: 0; Variable O&M cost 2020: 0; Variable O&M cost 2025: 0; Variable O&M cost 2030: 0; Variable O&M cost 2035: 0; Variable O&M cost 2040: 0; Variable O&M cost 2045: 0; Variable O&M cost 2050: 0; Load change cost 2010: 0; Load change cost 2015: 0; Load change cost 2020: 0; Load change cost 2025: 0; Load change cost 2030: 0; Load change cost 2035: 0; Load change cost 2040: 0; Load change cost 2045: 0; Load change cost 2050: 0; Technical lifetime 2010: 25; Technical lifetime 2015: 25; Technical lifetime 2020: 25; Technical lifetime 2025: 25; Technical lifetime 2030: 25; Technical lifetime 2035: 25; Technical lifetime 2040: 25; Technical lifetime 2045: 25; Technical lifetime 2050: 25; Economic lifetime 2010: 20
Wind offshore 2 | Wind | Efficiency 2010: 100%; Efficiency 2015: 100%; Efficiency 2020: 100%; Efficiency 2025: 100%; Efficiency 2030: 100%; Efficiency 2035: 100%; Efficiency 2040: 100%; Efficiency 2045: 100%; Efficiency 2050: 100%; Availability 2010: 1; Availability 2015: 1; Availability 2020: 1; Availability 2025: 1; Availability 2030: 1; Availability 2035: 1; Availability 2040: 1; Availability 2045: 1; Availability 2050: 1; Ramping up 2010: 0%; Ramping up 2015: 0%; Ramping up 2020: 0%; Ramping up 2025: 0%; Ramping up 2030: 0%; Ramping up 2035: 0%; Ramping up 2040: 0%; Ramping up 2045: 0%; Ramping up 2050: 0%; Ramping down 2010: 0%; Ramping down 2015: 0%; Ramping down 2020: 0%; Ramping down 2025: 0%; Ramping down 2030: 0%; Ramping down 2035: 0%; Ramping down 2040: 0%; Ramping down 2045: 0%; Ramping down 2050: 0%; Carbon sequestration ratio 2010: 0%; Carbon emission ratio 2010: 100%; Investment 2010: 3000; Investment 2015: 3500; Investment 2020: 2636.6667; Investment 2025: 2200; Investment 2030: 1936; Investment 2035: 1800; Investment 2040: 1710; Investment 2045: 1641.6; Investment 2050: 1592.352; Fixed O&M cost 2010: 20; Fixed O&M cost 2015: 20; Fixed O&M cost 2020: 20; Fixed O&M cost 2025: 20; Fixed O&M cost 2030: 20; Fixed O&M cost 2035: 20; Fixed O&M cost 2040: 20; Fixed O&M cost 2045: 20; Fixed O&M cost 2050: 20; Variable O&M cost 2010: 0; Variable O&M cost 2015: 0; Variable O&M cost 2020: 0; Variable O&M cost 2025: 0; Variable O&M cost 2030: 0; Variable O&M cost 2035: 0; Variable O&M cost 2040: 0; Variable O&M cost 2045: 0; Variable O&M cost 2050: 0; Load change cost 2010: 0; Load change cost 2015: 0; Load change cost 2020: 0; Load change cost 2025: 0; Load change cost 2030: 0; Load change cost 2035: 0; Load change cost 2040: 0; Load change cost 2045: 0; Load change cost 2050: 0; Technical lifetime 2010: 25; Technical lifetime 2015: 25; Technical lifetime 2020: 25; Technical lifetime 2025: 25; Technical lifetime 2030: 25; Technical lifetime 2035: 25; Technical lifetime 2040: 25; Technical lifetime 2045: 25; Technical lifetime 2050: 25; Economic lifetime 2010: 20
Wind offshore 3 | Wind | Efficiency 2010: 100%; Efficiency 2015: 100%; Efficiency 2020: 100%; Efficiency 2025: 100%; Efficiency 2030: 100%; Efficiency 2035: 100%; Efficiency 2040: 100%; Efficiency 2045: 100%; Efficiency 2050: 100%; Availability 2010: 1; Availability 2015: 1; Availability 2020: 1; Availability 2025: 1; Availability 2030: 1; Availability 2035: 1; Availability 2040: 1; Availability 2045: 1; Availability 2050: 1; Ramping up 2010: 0%; Ramping up 2015: 0%; Ramping up 2020: 0%; Ramping up 2025: 0%; Ramping up 2030: 0%; Ramping up 2035: 0%; Ramping up 2040: 0%; Ramping up 2045: 0%; Ramping up 2050: 0%; Ramping down 2010: 0%; Ramping down 2015: 0%; Ramping down 2020: 0%; Ramping down 2025: 0%; Ramping down 2030: 0%; Ramping down 2035: 0%; Ramping down 2040: 0%; Ramping down 2045: 0%; Ramping down 2050: 0%; Carbon sequestration ratio 2010: 0%; Carbon emission ratio 2010: 100%; Investment 2010: 3000; Investment 2015: 3500; Investment 2020: 2636.6667; Investment 2025: 2200; Investment 2030: 1936; Investment 2035: 1800; Investment 2040: 1710; Investment 2045: 1641.6; Investment 2050: 1592.352; Fixed O&M cost 2010: 20; Fixed O&M cost 2015: 20; Fixed O&M cost 2020: 20; Fixed O&M cost 2025: 20; Fixed O&M cost 2030: 20; Fixed O&M cost 2035: 20; Fixed O&M cost 2040: 20; Fixed O&M cost 2045: 20; Fixed O&M cost 2050: 20; Variable O&M cost 2010: 0; Variable O&M cost 2015: 0; Variable O&M cost 2020: 0; Variable O&M cost 2025: 0; Variable O&M cost 2030: 0; Variable O&M cost 2035: 0; Variable O&M cost 2040: 0; Variable O&M cost 2045: 0; Variable O&M cost 2050: 0; Load change cost 2010: 0; Load change cost 2015: 0; Load change cost 2020: 0; Load change cost 2025: 0; Load change cost 2030: 0; Load change cost 2035: 0; Load change cost 2040: 0; Load change cost 2045: 0; Load change cost 2050: 0; Technical lifetime 2010: 25; Technical lifetime 2015: 25; Technical lifetime 2020: 25; Technical lifetime 2025: 25; Technical lifetime 2030: 25; Technical lifetime 2035: 25; Technical lifetime 2040: 25; Technical lifetime 2045: 25; Technical lifetime 2050: 25; Economic lifetime 2010: 20
Lignite CCS | Lignite | Efficiency 2010: 30%; Efficiency 2015: 30.3%; Efficiency 2020: 30.6%; Efficiency 2025: 30.9%; Efficiency 2030: 31.2%; Efficiency 2035: 31.5%; Efficiency 2040: 31.8%; Efficiency 2045: 32.2%; Efficiency 2050: 32.5%; Availability 2010: 0.9; Availability 2015: 0.9; Availability 2020: 0.9; Availability 2025: 0.9; Availability 2030: 0.9; Availability 2035: 0.9; Availability 2040: 0.9; Availability 2045: 0.9; Availability 2050: 0.9; Ramping up 2010: 3%; Ramping up 2015: 3%; Ramping up 2020: 3%; Ramping up 2025: 3%; Ramping up 2030: 3%; Ramping up 2035: 3%; Ramping up 2040: 3%; Ramping up 2045: 3%; Ramping up 2050: 3%; Ramping down 2010: 3%; Ramping down 2015: 3%; Ramping down 2020: 3%; Ramping down 2025: 3%; Ramping down 2030: 3%; Ramping down 2035: 3%; Ramping down 2040: 3%; Ramping down 2045: 3%; Ramping down 2050: 3%; Carbon sequestration ratio 2010: 88%; Carbon emission ratio 2010: 12%; Investment 2010: 4000; Investment 2015: 3950; Investment 2020: 3900; Investment 2025: 3850; Investment 2030: 3800; Investment 2035: 3750; Investment 2040: 3700; Investment 2045: 3650; Investment 2050: 3600; Fixed O&M cost 2010: 90; Fixed O&M cost 2015: 90; Fixed O&M cost 2020: 90; Fixed O&M cost 2025: 90; Fixed O&M cost 2030: 90; Fixed O&M cost 2035: 90; Fixed O&M cost 2040: 90; Fixed O&M cost 2045: 90; Fixed O&M cost 2050: 90; Variable O&M cost 2010: 8; Variable O&M cost 2015: 8; Variable O&M cost 2020: 8; Variable O&M cost 2025: 8; Variable O&M cost 2030: 8; Variable O&M cost 2035: 8; Variable O&M cost 2040: 8; Variable O&M cost 2045: 8; Variable O&M cost 2050: 8; Load change cost 2010: 100; Load change cost 2015: 100; Load change cost 2020: 100; Load change cost 2025: 100; Load change cost 2030: 100; Load change cost 2035: 100; Load change cost 2040: 100; Load change cost 2045: 100; Load change cost 2050: 100; Technical lifetime 2010: 50; Technical lifetime 2015: 50; Technical lifetime 2020: 50; Technical lifetime 2025: 50; Technical lifetime 2030: 50; Technical lifetime 2035: 50; Technical lifetime 2040: 50; Technical lifetime 2045: 50; Technical lifetime 2050: 50; Economic lifetime 2010: 30
Coal CCS | Hard Coal | Efficiency 2010: 31%; Efficiency 2015: 31.3%; Efficiency 2020: 31.6%; Efficiency 2025: 31.9%; Efficiency 2030: 32.3%; Efficiency 2035: 32.6%; Efficiency 2040: 32.9%; Efficiency 2045: 33.2%; Efficiency 2050: 33.6%; Availability 2010: 0.85; Availability 2015: 0.85; Availability 2020: 0.85; Availability 2025: 0.85; Availability 2030: 0.85; Availability 2035: 0.85; Availability 2040: 0.85; Availability 2045: 0.85; Availability 2050: 0.85; Ramping up 2010: 4%; Ramping up 2015: 4%; Ramping up 2020: 4%; Ramping up 2025: 4%; Ramping up 2030: 4%; Ramping up 2035: 4%; Ramping up 2040: 4%; Ramping up 2045: 4%; Ramping up 2050: 4%; Ramping down 2010: 4%; Ramping down 2015: 4%; Ramping down 2020: 4%; Ramping down 2025: 4%; Ramping down 2030: 4%; Ramping down 2035: 4%; Ramping down 2040: 4%; Ramping down 2045: 4%; Ramping down 2050: 4%; Carbon sequestration ratio 2010: 88%; Carbon emission ratio 2010: 12%; Investment 2010: 3600; Investment 2015: 3550; Investment 2020: 3500; Investment 2025: 3450; Investment 2030: 3400; Investment 2035: 3350; Investment 2040: 3300; Investment 2045: 3250; Investment 2050: 3200; Fixed O&M cost 2010: 80; Fixed O&M cost 2015: 80; Fixed O&M cost 2020: 80; Fixed O&M cost 2025: 80; Fixed O&M cost 2030: 80; Fixed O&M cost 2035: 80; Fixed O&M cost 2040: 80; Fixed O&M cost 2045: 80; Fixed O&M cost 2050: 80; Variable O&M cost 2010: 8; Variable O&M cost 2015: 8; Variable O&M cost 2020: 8; Variable O&M cost 2025: 8; Variable O&M cost 2030: 8; Variable O&M cost 2035: 8; Variable O&M cost 2040: 8; Variable O&M cost 2045: 8; Variable O&M cost 2050: 8; Load change cost 2010: 50; Load change cost 2015: 50; Load change cost 2020: 50; Load change cost 2025: 50; Load change cost 2030: 50; Load change cost 2035: 50; Load change cost 2040: 50; Load change cost 2045: 50; Load change cost 2050: 50; Technical lifetime 2010: 50; Technical lifetime 2015: 50; Technical lifetime 2020: 50; Technical lifetime 2025: 50; Technical lifetime 2030: 50; Technical lifetime 2035: 50; Technical lifetime 2040: 50; Technical lifetime 2045: 50; Technical lifetime 2050: 50; Economic lifetime 2010: 30
CCGT CCS | Gas | Efficiency 2010: 48%; Efficiency 2015: 48.5%; Efficiency 2020: 49%; Efficiency 2025: 49.5%; Efficiency 2030: 49.9%; Efficiency 2035: 50.4%; Efficiency 2040: 51%; Efficiency 2045: 51.5%; Efficiency 2050: 52%; Availability 2010: 0.91; Availability 2015: 0.91; Availability 2020: 0.91; Availability 2025: 0.91; Availability 2030: 0.91; Availability 2035: 0.91; Availability 2040: 0.91; Availability 2045: 0.91; Availability 2050: 0.91; Ramping up 2010: 6%; Ramping up 2015: 6%; Ramping up 2020: 6%; Ramping up 2025: 6%; Ramping up 2030: 6%; Ramping up 2035: 6%; Ramping up 2040: 6%; Ramping up 2045: 6%; Ramping up 2050: 6%; Ramping down 2010: 6%; Ramping down 2015: 6%; Ramping down 2020: 6%; Ramping down 2025: 6%; Ramping down 2030: 6%; Ramping down 2035: 6%; Ramping down 2040: 6%; Ramping down 2045: 6%; Ramping down 2050: 6%; Carbon sequestration ratio 2010: 88%; Carbon emission ratio 2010: 12%; Investment 2010: 1700; Investment 2015: 1670; Investment 2020: 1640; Investment 2025: 1610; Investment 2030: 1580; Investment 2035: 1550; Investment 2040: 1520; Investment 2045: 1490; Investment 2050: 1460; Fixed O&M cost 2010: 40; Fixed O&M cost 2015: 40; Fixed O&M cost 2020: 40; Fixed O&M cost 2025: 40; Fixed O&M cost 2030: 40; Fixed O&M cost 2035: 40; Fixed O&M cost 2040: 40; Fixed O&M cost 2045: 40; Fixed O&M cost 2050: 40; Variable O&M cost 2010: 4; Variable O&M cost 2015: 4; Variable O&M cost 2020: 4; Variable O&M cost 2025: 4; Variable O&M cost 2030: 4; Variable O&M cost 2035: 4; Variable O&M cost 2040: 4; Variable O&M cost 2045: 4; Variable O&M cost 2050: 4; Load change cost 2010: 20; Load change cost 2015: 20; Load change cost 2020: 20; Load change cost 2025: 20; Load change cost 2030: 20; Load change cost 2035: 20; Load change cost 2040: 20; Load change cost 2045: 20; Load change cost 2050: 20; Technical lifetime 2010: 50; Technical lifetime 2015: 50; Technical lifetime 2020: 50; Technical lifetime 2025: 50; Technical lifetime 2030: 50; Technical lifetime 2035: 50; Technical lifetime 2040: 50; Technical lifetime 2045: 50; Technical lifetime 2050: 50; Economic lifetime 2010: 30
OCGT CCS | Gas | Efficiency 2010: 34%; Efficiency 2015: 34%; Efficiency 2020: 34%; Efficiency 2025: 34%; Efficiency 2030: 34%; Efficiency 2035: 34%; Efficiency 2040: 34%; Efficiency 2045: 34%; Efficiency 2050: 34%; Availability 2010: 0.9; Availability 2015: 0.9; Availability 2020: 0.9; Availability 2025: 0.9; Availability 2030: 0.9; Availability 2035: 0.9; Availability 2040: 0.9; Availability 2045: 0.9; Availability 2050: 0.9; Ramping up 2010: 20%; Ramping up 2015: 20%; Ramping up 2020: 20%; Ramping up 2025: 20%; Ramping up 2030: 20%; Ramping up 2035: 20%; Ramping up 2040: 20%; Ramping up 2045: 20%; Ramping up 2050: 20%; Ramping down 2010: 20%; Ramping down 2015: 20%; Ramping down 2020: 20%; Ramping down 2025: 20%; Ramping down 2030: 20%; Ramping down 2035: 20%; Ramping down 2040: 20%; Ramping down 2045: 20%; Ramping down 2050: 20%; Carbon sequestration ratio 2010: 88%; Carbon emission ratio 2010: 12%; Investment 2010: 1400; Investment 2015: 1384; Investment 2020: 1367; Investment 2025: 1352; Investment 2030: 1337; Investment 2035: 1322; Investment 2040: 1308; Investment 2045: 1294; Investment 2050: 1280; Fixed O&M cost 2010: 30; Fixed O&M cost 2015: 30; Fixed O&M cost 2020: 30; Fixed O&M cost 2025: 30; Fixed O&M cost 2030: 30; Fixed O&M cost 2035: 30; Fixed O&M cost 2040: 30; Fixed O&M cost 2045: 30; Fixed O&M cost 2050: 30; Variable O&M cost 2010: 4; Variable O&M cost 2015: 4; Variable O&M cost 2020: 4; Variable O&M cost 2025: 4; Variable O&M cost 2030: 4; Variable O&M cost 2035: 4; Variable O&M cost 2040: 4; Variable O&M cost 2045: 4; Variable O&M cost 2050: 4; Load change cost 2010: 20; Load change cost 2015: 20; Load change cost 2020: 20; Load change cost 2025: 20; Load change cost 2030: 20; Load change cost 2035: 20; Load change cost 2040: 20; Load change cost 2045: 20; Load change cost 2050: 20; Technical lifetime 2010: 50; Technical lifetime 2015: 50; Technical lifetime 2020: 50; Technical lifetime 2025: 50; Technical lifetime 2030: 50; Technical lifetime 2035: 50; Technical lifetime 2040: 50; Technical lifetime 2045: 50; Technical lifetime 2050: 50; Economic lifetime 2010: 30
CCOT CCS | Oil | Efficiency 2010: 48%; Efficiency 2015: 48.5%; Efficiency 2020: 49%; Efficiency 2025: 49.5%; Efficiency 2030: 49.9%; Efficiency 2035: 50.4%; Efficiency 2040: 51%; Efficiency 2045: 51.5%; Efficiency 2050: 52%; Availability 2010: 0.91; Availability 2015: 0.91; Availability 2020: 0.91; Availability 2025: 0.91; Availability 2030: 0.91; Availability 2035: 0.91; Availability 2040: 0.91; Availability 2045: 0.91; Availability 2050: 0.91; Ramping up 2010: 6%; Ramping up 2015: 6%; Ramping up 2020: 6%; Ramping up 2025: 6%; Ramping up 2030: 6%; Ramping up 2035: 6%; Ramping up 2040: 6%; Ramping up 2045: 6%; Ramping up 2050: 6%; Ramping down 2010: 6%; Ramping down 2015: 6%; Ramping down 2020: 6%; Ramping down 2025: 6%; Ramping down 2030: 6%; Ramping down 2035: 6%; Ramping down 2040: 6%; Ramping down 2045: 6%; Ramping down 2050: 6%; Carbon sequestration ratio 2010: 88%; Carbon emission ratio 2010: 12%; Investment 2010: 1700; Investment 2015: 1670; Investment 2020: 1640; Investment 2025: 1610; Investment 2030: 1580; Investment 2035: 1550; Investment 2040: 1520; Investment 2045: 1490; Investment 2050: 1460; Fixed O&M cost 2010: 40; Fixed O&M cost 2015: 40; Fixed O&M cost 2020: 40; Fixed O&M cost 2025: 40; Fixed O&M cost 2030: 40; Fixed O&M cost 2035: 40; Fixed O&M cost 2040: 40; Fixed O&M cost 2045: 40; Fixed O&M cost 2050: 40; Variable O&M cost 2010: 4; Variable O&M cost 2015: 4; Variable O&M cost 2020: 4; Variable O&M cost 2025: 4; Variable O&M cost 2030: 4; Variable O&M cost 2035: 4; Variable O&M cost 2040: 4; Variable O&M cost 2045: 4; Variable O&M cost 2050: 4; Load change cost 2010: 20; Load change cost 2015: 20; Load change cost 2020: 20; Load change cost 2025: 20; Load change cost 2030: 20; Load change cost 2035: 20; Load change cost 2040: 20; Load change cost 2045: 20; Load change cost 2050: 20; Technical lifetime 2010: 50; Technical lifetime 2015: 50; Technical lifetime 2020: 50; Technical lifetime 2025: 50; Technical lifetime 2030: 50; Technical lifetime 2035: 50; Technical lifetime 2040: 50; Technical lifetime 2045: 50; Technical lifetime 2050: 50; Economic lifetime 2010: 30
OCOT CCS | Oil | Efficiency 2010: 31%; Efficiency 2015: 31.3%; Efficiency 2020: 31.6%; Efficiency 2025: 31.9%; Efficiency 2030: 32.3%; Efficiency 2035: 32.6%; Efficiency 2040: 32.9%; Efficiency 2045: 33.2%; Efficiency 2050: 33.6%; Availability 2010: 0.9; Availability 2015: 0.9; Availability 2020: 0.9; Availability 2025: 0.9; Availability 2030: 0.9; Availability 2035: 0.9; Availability 2040: 0.9; Availability 2045: 0.9; Availability 2050: 0.9; Ramping up 2010: 20%; Ramping up 2015: 20%; Ramping up 2020: 20%; Ramping up 2025: 20%; Ramping up 2030: 20%; Ramping up 2035: 20%; Ramping up 2040: 20%; Ramping up 2045: 20%; Ramping up 2050: 20%; Ramping down 2010: 20%; Ramping down 2015: 20%; Ramping down 2020: 20%; Ramping down 2025: 20%; Ramping down 2030: 20%; Ramping down 2035: 20%; Ramping down 2040: 20%; Ramping down 2045: 20%; Ramping down 2050: 20%; Carbon sequestration ratio 2010: 88%; Carbon emission ratio 2010: 12%; Investment 2010: 1400; Investment 2015: 1384; Investment 2020: 1367; Investment 2025: 1352; Investment 2030: 1337; Investment 2035: 1322; Investment 2040: 1308; Investment 2045: 1294; Investment 2050: 1280; Fixed O&M cost 2010: 30; Fixed O&M cost 2015: 30; Fixed O&M cost 2020: 30; Fixed O&M cost 2025: 30; Fixed O&M cost 2030: 30; Fixed O&M cost 2035: 30; Fixed O&M cost 2040: 30; Fixed O&M cost 2045: 30; Fixed O&M cost 2050: 30; Variable O&M cost 2010: 4; Variable O&M cost 2015: 4; Variable O&M cost 2020: 4; Variable O&M cost 2025: 4; Variable O&M cost 2030: 4; Variable O&M cost 2035: 4; Variable O&M cost 2040: 4; Variable O&M cost 2045: 4; Variable O&M cost 2050: 4; Load change cost 2010: 20; Load change cost 2015: 20; Load change cost 2020: 20; Load change cost 2025: 20; Load change cost 2030: 20; Load change cost 2035: 20; Load change cost 2040: 20; Load change cost 2045: 20; Load change cost 2050: 20; Technical lifetime 2010: 50; Technical lifetime 2015: 50; Technical lifetime 2020: 50; Technical lifetime 2025: 50; Technical lifetime 2030: 50; Technical lifetime 2035: 50; Technical lifetime 2040: 50; Technical lifetime 2045: 50; Technical lifetime 2050: 50; Economic lifetime 2010: 30
Li-Ion | Storage | 85% | 87.5% | 90% | 91% | 92% | 92% | 92% | 92% | 92% | 100% | 100% | 100% | 100% | 100% | 100% | 100% | 100% | 100% | 100% | 100% | 100% | 100% | 100% | 100% | 100% | 100% | 100% | 100% | 100% | 100% | 100% | 100% | 100% | 100% | 100% | 100% | 0% | 100% | 175 | 153 | 131 | 98 | 65 | 57.5 | 50 | 42.5 | 35 | 3.5 | 3.06 | 2.62 | 1.96 | 1.3 | 1.15 | 1 | 0.85 | 0.7 | 0 | 0 | 0 | 0 | 0 | 0 | 0 | 0 | 0 | 0 | 0 | 0 | 0 | 0 | 0 | 0 | 0 | 0 | 6 | 8 | 10 | 11 | 12 | 12.25 | 12.5 | 12.75 | 13 | 10 | 785.7143 | 674.1071 | 562.5 | 468.75 | 375 | 328.125 | 281.25 | 234.375 | 187.5 | [9 empty] | 1 | 1 | 1 | 1 | 1 | 1 | 1 | 1 | 1
PbS | Storage | 77% | 78.5% | 80% | 81% | 82% | 82.5% | 83% | 83.5% | 84% | 100% | 100% | 100% | 100% | 100% | 100% | 100% | 100% | 100% | 100% | 100% | 100% | 100% | 100% | 100% | 100% | 100% | 100% | 100% | 100% | 100% | 100% | 100% | 100% | 100% | 100% | 100% | 0% | 100% | 180 | 157 | 134 | 99.5 | 65 | 57.5 | 50 | 42.5 | 35 | 3.6 | 3.14 | 2.68 | 1.99 | 1.3 | 1.15 | 1 | 0.85 | 0.7 | 0 | 0 | 0 | 0 | 0 | 0 | 0 | 0 | 0 | 0 | 0 | 0 | 0 | 0 | 0 | 0 | 0 | 0 | 5 | 6.5 | 8 | 9 | 10 | 11.25 | 12.5 | 13.75 | 15 | 10 | 292.3077 | 250.4396 | 208.5714 | 157.619 | 106.6667 | 96.6667 | 86.6667 | 76.6667 | 66.6667 | [9 empty] | 1 | 1 | 1 | 1 | 1 | 1 | 1 | 1 | 1
NaS | Storage | 77% | 78.5% | 80% | 82% | 84% | 85% | 86% | 87% | 88% | 100% | 100% | 100% | 100% | 100% | 100% | 100% | 100% | 100% | 100% | 100% | 100% | 100% | 100% | 100% | 100% | 100% | 100% | 100% | 100% | 100% | 100% | 100% | 100% | 100% | 100% | 100% | 0% | 100% | 175 | 153 | 131 | 98 | 65 | 57.5 | 50 | 42.5 | 35 | 3.5 | 3.06 | 2.62 | 1.96 | 1.3 | 1.15 | 1 | 0.85 | 0.7 | 0 | 0 | 0 | 0 | 0 | 0 | 0 | 0 | 0 | 0 | 0 | 0 | 0 | 0 | 0 | 0 | 0 | 0 | 15 | 15 | 15 | 15 | 15 | 15 | 15 | 15 | 15 | 20 | 666.6667 | 566.6667 | 466.6667 | 316.6667 | 166.6667 | 147.2222 | 127.7778 | 108.3333 | 88.8889 | [9 empty] | 1 | 1 | 1 | 1 | 1 | 1 | 1 | 1 | 1
Redox-Flow | Storage | 70% | 72% | 74% | 76% | 78% | 78.5% | 79% | 79.5% | 80% | 100% | 100% | 100% | 100% | 100% | 100% | 100% | 100% | 100% | 100% | 100% | 100% | 100% | 100% | 100% | 100% | 100% | 100% | 100% | 100% | 100% | 100% | 100% | 100% | 100% | 100% | 100% | 0% | 100% | 1250 | 1200 | 1150 | 1075 | 1000 | 900 | 800 | 700 | 600 | 25 | 24 | 23 | 21.5 | 20 | 18 | 16 | 14 | 12 | 0 | 0 | 0 | 0 | 0 | 0 | 0 | 0 | 0 | 0 | 0 | 0 | 0 | 0 | 0 | 0 | 0 | 0 | 20 | 20 | 22 | 23.5 | 25 | 25 | 25 | 25 | 25 | 20 | 400 | 350 | 300 | 225 | 150 | 130 | 110 | 90 | 70 | [9 empty] | 1 | 1 | 1 | 1 | 1 | 1 | 1 | 1 | 1
PSW-Klein | Storage | 80% | 80% | 80% | 80% | 80% | 80% | 80% | 80% | 80% | 100% | 100% | 100% | 100% | 100% | 100% | 100% | 100% | 100% | 100% | 100% | 100% | 100% | 100% | 100% | 100% | 100% | 100% | 100% | 100% | 100% | 100% | 100% | 100% | 100% | 100% | 100% | 0% | 100% | 1340 | 1340 | 1340 | 1340 | 1340 | 1340 | 1340 | 1340 | 1340 | 26.8 | 26.8 | 26.8 | 26.8 | 26.8 | 26.8 | 26.8 | 26.8 | 26.8 | 0 | 0 | 0 | 0 | 0 | 0 | 0 | 0 | 0 | 0 | 0 | 0 | 0 | 0 | 0 | 0 | 0 | 0 | 80 | 80 | 80 | 80 | 80 | 80 | 80 | 80 | 80 | 30 | 10 | 10 | 10 | 10 | 10 | 10 | 10 | 10 | 10 | [9 empty] | 1 | 1 | 1 | 1 | 1 | 1 | 1 | 1 | 1
PSW-Gross | Storage | 80% | 80% | 80% | 80% | 80% | 80% | 80% | 80% | 80% | 100% | 100% | 100% | 100% | 100% | 100% | 100% | 100% | 100% | 100% | 100% | 100% | 100% | 100% | 100% | 100% | 100% | 100% | 100% | 100% | 100% | 100% | 100% | 100% | 100% | 100% | 100% | 0% | 100% | 1100 | 1100 | 1100 | 1100 | 1100 | 1100 | 1100 | 1100 | 1100 | 22 | 22 | 22 | 22 | 22 | 22 | 22 | 22 | 22 | 0 | 0 | 0 | 0 | 0 | 0 | 0 | 0 | 0 | 0 | 0 | 0 | 0 | 0 | 0 | 0 | 0 | 0 | 80 | 80 | 80 | 80 | 80 | 80 | 80 | 80 | 80 | 30 | 10 | 10 | 10 | 10 | 10 | 10 | 10 | 10 | 10 | [9 empty] | 1 | 1 | 1 | 1 | 1 | 1 | 1 | 1 | 1
PSW-Untertage | Storage | 80% | 80% | 80% | 80% | 80% | 80% | 80% | 80% | 80% | 100% | 100% | 100% | 100% | 100% | 100% | 100% | 100% | 100% | 100% | 100% | 100% | 100% | 100% | 100% | 100% | 100% | 100% | 100% | 100% | 100% | 100% | 100% | 100% | 100% | 100% | 100% | 0% | 100% | 1150 | 1100 | 1050 | 1000 | 950 | 937.5 | 925 | 912.5 | 900 | 23 | 22 | 21 | 20 | 19 | 18.75 | 18.5 | 18.25 | 18 | 0 | 0 | 0 | 0 | 0 | 0 | 0 | 0 | 0 | 0 | 0 | 0 | 0 | 0 | 0 | 0 | 0 | 0 | 40 | 40 | 40 | 40 | 40 | 40 | 40 | 40 | 40 | 30 | 170 | 163 | 156 | 148 | 140 | 137.5 | 135 | 132.5 | 130 | [9 empty] | 1 | 1 | 1 | 1 | 1 | 1 | 1 | 1 | 1
AA-CAES | Storage | 67% | 67% | 67% | 68.5% | 70% | 70.75% | 71.5% | 72.25% | 73% | 100% | 100% | 100% | 100% | 100% | 100% | 100% | 100% | 100% | 100% | 100% | 100% | 100% | 100% | 100% | 100% | 100% | 100% | 100% | 100% | 100% | 100% | 100% | 100% | 100% | 100% | 100% | 0% | 100% | 970 | 935 | 900 | 862.5 | 825 | 806.25 | 787.5 | 768.75 | 750 | 19.4 | 18.7 | 18 | 17.25 | 16.5 | 16.125 | 15.75 | 15.375 | 15 | 0 | 0 | 0 | 0 | 0 | 0 | 0 | 0 | 0 | 0 | 0 | 0 | 0 | 0 | 0 | 0 | 0 | 0 | 67 | 67 | 67 | 68.5 | 70 | 70.75 | 71.5 | 72.25 | 73 | 30 | 40 | 40 | 40 | 40 | 40 | 40 | 40 | 40 | 40 | [9 empty] | 1 | 1 | 1 | 1 | 1 | 1 | 1 | 1 | 1
DSM01 | Storage | 100% | 100% | 100% | 100% | 100% | 100% | 100% | 100% | 100% | 100% | 100% | 100% | 100% | 100% | 100% | 100% | 100% | 100% | 100% | 100% | 100% | 100% | 100% | 100% | 100% | 100% | 100% | 100% | 100% | 100% | 100% | 100% | 100% | 100% | 100% | 100% | 0% | 100% | 745 | 745 | 745 | 745 | 745 | 745 | 745 | 745 | 745 | 0 | 0 | 0 | 0 | 0 | 0 | 0 | 0 | 0 | 0 | 0 | 0 | 0 | 0 | 0 | 0 | 0 | 0 | 0 | 0 | 0 | 0 | 0 | 0 | 0 | 0 | 0 | 10 | 10 | 10 | 10 | 10 | 10 | 10 | 10 | 10 | 10 | 1 | 1 | 1 | 1 | 1 | 1 | 1 | 1 | 1 | 1 | 1 | 1 | 1 | 1 | 1 | 1 | 1 | 1 | 1 | 1 | 1 | 1 | 1 | 1 | 1 | 1 | 1
DSM04 | Storage | 100% | 100% | 100% | 100% | 100% | 100% | 100% | 100% | 100% | 100% | 100% | 100% | 100% | 100% | 100% | 100% | 100% | 100% | 100% | 100% | 100% | 100% | 100% | 100% | 100% | 100% | 100% | 100% | 100% | 100% | 100% | 100% | 100% | 100% | 100% | 100% | 0% | 100% | 835 | 835 | 835 | 835 | 835 | 835 | 835 | 835 | 835 | 0 | 0 | 0 | 0 | 0 | 0 | 0 | 0 | 0 | 0 | 0 | 0 | 0 | 0 | 0 | 0 | 0 | 0 | 0 | 0 | 0 | 0 | 0 | 0 | 0 | 0 | 0 | 10 | 10 | 10 | 10 | 10 | 10 | 10 | 10 | 10 | 10 | 1 | 1 | 1 | 1 | 1 | 1 | 1 | 1 | 1 | 4 | 4 | 4 | 4 | 4 | 4 | 4 | 4 | 4 | 1 | 1 | 1 | 1 | 1 | 1 | 1 | 1 | 1
DSM12 | Storage | 100% | 100% | 100% | 100% | 100% | 100% | 100% | 100% | 100% | 100% | 100% | 100% | 100% | 100% | 100% | 100% | 100% | 100% | 100% | 100% | 100% | 100% | 100% | 100% | 100% | 100% | 100% | 100% | 100% | 100% | 100% | 100% | 100% | 100% | 100% | 100% | 0% | 100% | 30 | 30 | 30 | 30 | 30 | 30 | 30 | 30 | 30 | 0 | 0 | 0 | 0 | 0 | 0 | 0 | 0 | 0 | 0 | 0 | 0 | 0 | 0 | 0 | 0 | 0 | 0 | 0 | 0 | 0 | 0 | 0 | 0 | 0 | 0 | 0 | 10 | 10 | 10 | 10 | 10 | 10 | 10 | 10 | 10 | 10 | 1 | 1 | 1 | 1 | 1 | 1 | 1 | 1 | 1 | 12 | 12 | 12 | 12 | 12 | 12 | 12 | 12 | 12 | 1 | 1 | 1 | 1 | 1 | 1 | 1 | 1 | 1
Biomass CCS | Biomass | Efficiency 2010: 0.25609; Efficiency 2015: 0.258; Efficiency 2020: 0.25991; Efficiency 2025: 0.26181; Efficiency 2030: 0.26453; Efficiency 2035: 0.26641; Efficiency 2040: 0.26828; Efficiency 2045: 0.27073; Efficiency 2050: 0.2734; Availability 2010: 0.8; Availability 2015: 0.8; Availability 2020: 0.8; Availability 2025: 0.8; Availability 2030: 0.8; Availability 2035: 0.8; Availability 2040: 0.8; Availability 2045: 0.8; Availability 2050: 0.8; Ramping up 2010: 0; Ramping up 2015: 0; Ramping up 2020: 0; Ramping up 2025: 0; Ramping up 2030: 0; Ramping up 2035: 0; Ramping up 2040: 0; Ramping up 2045: 0; Ramping up 2050: 0; Ramping down 2010: 0; Ramping down 2015: 0; Ramping down 2020: 0; Ramping down 2025: 0; Ramping down 2030: 0; Ramping down 2035: 0; Ramping down 2040: 0; Ramping down 2045: 0; Ramping down 2050: 0; Carbon sequestration ratio 2010: 88%; Carbon emission ratio 2010: -88%; Investment 2010: 5700; Investment 2015: 5630; Investment 2020: 5560; Investment 2025: 5490; Investment 2030: 5420; Investment 2035: 5350; Investment 2040: 5280; Investment 2045: 5210; Investment 2050: 5140; Fixed O&M cost 2010: 120; Fixed O&M cost 2015: 120; Fixed O&M cost 2020: 120; Fixed O&M cost 2025: 120; Fixed O&M cost 2030: 120; Fixed O&M cost 2035: 120; Fixed O&M cost 2040: 120; Fixed O&M cost 2045: 120; Fixed O&M cost 2050: 120; Variable O&M cost 2010: 8; Variable O&M cost 2015: 8; Variable O&M cost 2020: 8; Variable O&M cost 2025: 8; Variable O&M cost 2030: 8; Variable O&M cost 2035: 8; Variable O&M cost 2040: 8; Variable O&M cost 2045: 8; Variable O&M cost 2050: 8; Load change cost 2010: 0; Load change cost 2015: 0; Load change cost 2020: 0; Load change cost 2025: 0; Load change cost 2030: 0; Load change cost 2035: 0; Load change cost 2040: 0; Load change cost 2045: 0; Load change cost 2050: 0; Technical lifetime 2010: 50; Technical lifetime 2015: 50; Technical lifetime 2020: 50; Technical lifetime 2025: 50; Technical lifetime 2030: 50; Technical lifetime 2035: 50; Technical lifetime 2040: 50; Technical lifetime 2045: 50; Technical lifetime 2050: 50; Economic lifetime 2010: 30; Turbine Pump ratio 2010: 1; Turbine Pump ratio 2015: 1; Turbine Pump ratio 2020: 1; Turbine Pump ratio 2025: 1; Turbine Pump ratio 2030: 1; Turbine Pump ratio 2035: 1; Turbine Pump ratio 2040: 1; Turbine Pump ratio 2045: 1; Turbine Pump ratio 2050: 1
Reservoir | Reservoir | 75% | 75% | 75% | 75% | 75% | 75% | 75% | 75% | 75% | 0.62 | 0.62 | 0.62 | 0.62 | 0.62 | 0.62 | 0.62 | 0.62 | 0.62 | 25% | 25% | 25% | 25% | 25% | 25% | 25% | 25% | 25% | 25% | 25% | 25% | 25% | 25% | 25% | 25% | 25% | 25% | 0% | 100% | 2000 | 2000 | 2000 | 2000 | 2000 | 2000 | 2000 | 2000 | 2000 | 20 | 20 | 20 | 20 | 20 | 20 | 20 | 20 | 20 | 0 | 0 | 0 | 0 | 0 | 0 | 0 | 0 | 0 | 0 | 0 | 0 | 0 | 0 | 0 | 0 | 0 | 0 | 100 | 100 | 100 | 100 | 100 | 100 | 100 | 100 | 100 | 30 | [9 empty] | 8 | 8 | 8 | 8 | 8 | 8 | 8 | 8 | 8 | 1 | 1 | 1 | 1 | 1 | 1 | 1 | 1 | 1
Powertogas | Storage | 37% | 37% | 37% | 37% | 37% | 37% | 37% | 37% | 37% | 100% | 100% | 100% | 100% | 100% | 100% | 100% | 100% | 100% | 100% | 100% | 100% | 100% | 100% | 100% | 100% | 100% | 100% | 100% | 100% | 100% | 100% | 100% | 100% | 100% | 100% | 100% | 0% | 100% | 2000 | 1850 | 1700 | 1550 | 1400 | 1250 | 1100 | 950 | 800 | 40 | 37 | 34 | 31 | 28 | 25 | 22 | 19 | 16 | 1 | 1 | 1 | 1 | 1 | 1 | 1 | 1 | 1 | 0 | 0 | 0 | 0 | 0 | 0 | 0 | 0 | 0 | 20 | 20 | 20 | 20 | 20 | 20 | 20 | 20 | 20 | 20 | 0 | 0 | 0 | 0 | 0 | 0 | 0 | 0 | 0 | 1000 | 1000 | 1000 | 1000 | 1000 | 1000 | 1000 | 1000 | 1000 | 1 | 1 | 1 | 1 | 1 | 1 | 1 | 1 | 1
DSMLT | Storage | 80% | 80% | 80% | 80% | 80% | 80% | 80% | 80% | 80% | 100% | 100% | 100% | 100% | 100% | 100% | 100% | 100% | 100% | 100% | 100% | 100% | 100% | 100% | 100% | 100% | 100% | 100% | 100% | 100% | 100% | 100% | 100% | 100% | 100% | 100% | 100% | 0% | 100% | 200 | 180 | 160 | 140 | 120 | 100 | 80 | 60 | 40 | 0 | 0 | 0 | 0 | 0 | 0 | 0 | 0 | 0 | 0 | 0 | 0 | 0 | 0 | 0 | 0 | 0 | 0 | 0 | 0 | 0 | 0 | 0 | 0 | 0 | 0 | 0 | 10 | 10 | 10 | 10 | 10 | 10 | 10 | 10 | 10 | 10 | 0 | 0 | 0 | 0 | 0 | 0 | 0 | 0 | 0 | 6 | 6 | 6 | 6 | 6 | 6 | 6 | 6 | 6 | 48 | 48 | 48 | 48 | 48 | 48 | 48 | 48 | 48
Battery | Storage | 85% | 87.5% | 90% | 91% | 92% | 92% | 92% | 92% | 92% | 100% | 100% | 100% | 100% | 100% | 100% | 100% | 100% | 100% | 100% | 100% | 100% | 100% | 100% | 100% | 100% | 100% | 100% | 100% | 100% | 100% | 100% | 100% | 100% | 100% | 100% | 100% | 0% | 100% | 175 | 153 | 131 | 98 | 65 | 57.5 | 50 | 42.5 | 35 | 3.5 | 3.06 | 2.62 | 1.96 | 1.3 | 1.15 | 1 | 0.85 | 0.7 | 0 | 0 | 0 | 0 | 0 | 0 | 0 | 0 | 0 | 0 | 0 | 0 | 0 | 0 | 0 | 0 | 0 | 0 | 6 | 8 | 10 | 11 | 12 | 12.25 | 12.5 | 12.75 | 13 | 10 | 700 | 625 | 550 | 475 | 400 | 325 | 250 | 175 | 100 | [9 empty] | 1 | 1 | 1 | 1 | 1 | 1 | 1 | 1 | 1
F2H IH gas | Gas | 97% | 97% | 97% | 97% | 97% | 97% | 97% | 97% | 97% | 100% | 100% | 100% | 100% | 100% | 100% | 100% | 100% | 100% | 100% | 100% | 100% | 100% | 100% | 100% | 100% | 100% | 100% | 100% | 100% | 100% | 100% | 100% | 100% | 100% | 100% | 100% | 0% | 100% | 546.1333 | 546.1333 | 519.3674 | 493.9132 | 469.7065 | 446.6862 | 424.7942 | 403.975 | 384.1762 | 21.3333 | 21.3333 | 21.3333 | 21.3333 | 21.3333 | 21.3333 | 21.3333 | 21.3333 | 21.3333 | 0 | 0 | 0 | 0 | 0 | 0 | 0 | 0 | 0 | 0 | 0 | 0 | 0 | 0 | 0 | 0 | 0 | 0 | 25 | 25 | 25 | 25 | 25 | 25 | 25 | 25 | 25 | 20 | [54 empty] | 24.2731 | 18.5358 | 25.5971 | 27.3624 | 28.6864 | 30.0104 | 31.7757 | 33.0997 | 33.0997 |  | 100 | 91.0394 | 75.0807 | 54.0845 | 28.8734 | 0.0001 | 0.0001 | 0.0001 | 0.56
F2H IH gas cb | Gas | 104% | 104% | 105% | 105% | 105% | 105% | 105% | 105% | 105% | 100% | 100% | 100% | 100% | 100% | 100% | 100% | 100% | 100% | 100% | 100% | 100% | 100% | 100% | 100% | 100% | 100% | 100% | 100% | 100% | 100% | 100% | 100% | 100% | 100% | 100% | 100% | 0% | 100% | 437.76 | 437.76 | 416.3054 | 395.9023 | 376.4991 | 358.0469 | 340.4991 | 323.8112 | 307.9413 | 21.3333 | 21.3333 | 21.3333 | 21.3333 | 21.3333 | 21.3333 | 21.3333 | 21.3333 | 21.3333 | 0 | 0 | 0 | 0 | 0 | 0 | 0 | 0 | 0 | 0 | 0 | 0 | 0 | 0 | 0 | 0 | 0 | 0 | 25 | 25 | 25 | 25 | 25 | 25 | 25 | 25 | 25 | 20 | [54 empty] | 24.2731 | 18.5358 | 25.5971 | 27.3624 | 28.6864 | 30.0104 | 31.7757 | 33.0997 | 33.0997 |  | 100 | 91.0394 | 75.0807 | 54.0845 | 28.8734 | 0.0001 | 0.0001 | 0.0001 | 0.56
F2H IH oil | Oil | 92% | 92% | 92% | 93% | 93% | 94% | 94% | 95% | 95% | 100% | 100% | 100% | 100% | 100% | 100% | 100% | 100% | 100% | 100% | 100% | 100% | 100% | 100% | 100% | 100% | 100% | 100% | 100% | 100% | 100% | 100% | 100% | 100% | 100% | 100% | 100% | 0% | 100% | 836.2667 | 836.2667 | 795.2813 | 756.3046 | 719.2381 | 683.9883 | 650.4661 | 618.5868 | 588.2699 | 44.7147 | 44.7147 | 44.7147 | 44.7147 | 44.7147 | 44.7147 | 44.7147 | 44.7147 | 44.7147 | 0 | 0 | 0 | 0 | 0 | 0 | 0 | 0 | 0 | 0 | 0 | 0 | 0 | 0 | 0 | 0 | 0 | 0 | 25 | 25 | 25 | 25 | 25 | 25 | 25 | 25 | 25 | 20 | [54 empty] | 36.189 | 23.8318 | 36.6304 | 44.133 | 48.5463 | 50.7529 | 52.9596 | 55.1662 | 56.4902 |  | 100 | 91.0394 | 75.0807 | 54.0845 | 28.8734 | 0.0001 | 0.0001 | 0.0001 | 0.56
F2H IH oil cb | Oil | 99% | 99% | 101% | 102% | 103% | 103% | 104% | 105% | 105% | 100% | 100% | 100% | 100% | 100% | 100% | 100% | 100% | 100% | 100% | 100% | 100% | 100% | 100% | 100% | 100% | 100% | 100% | 100% | 100% | 100% | 100% | 100% | 100% | 100% | 100% | 100% | 0% | 100% | 772.2667 | 772.2667 | 734.4179 | 698.4241 | 664.1944 | 631.6423 | 600.6855 | 571.2459 | 543.2492 | 41.472 | 41.472 | 41.472 | 41.472 | 41.472 | 41.472 | 41.472 | 41.472 | 41.472 | 0 | 0 | 0 | 0 | 0 | 0 | 0 | 0 | 0 | 0 | 0 | 0 | 0 | 0 | 0 | 0 | 0 | 0 | 25 | 25 | 25 | 25 | 25 | 25 | 25 | 25 | 25 | 20 | [54 empty] | 36.189 | 23.8318 | 36.6304 | 44.133 | 48.5463 | 50.7529 | 52.9596 | 55.1662 | 56.4902 |  | 100 | 91.0394 | 75.0807 | 54.0845 | 28.8734 | 0.0001 | 0.0001 | 0.0001 | 0.56
F2H IH biomass | Biomass | 72% | 72% | 80% | 85% | 85% | 90% | 90% | 95% | 95% | 100% | 100% | 100% | 100% | 100% | 100% | 100% | 100% | 100% | 100% | 100% | 100% | 100% | 100% | 100% | 100% | 100% | 100% | 100% | 100% | 100% | 100% | 100% | 100% | 100% | 100% | 100% | 0% | 0% | 1672.5333 | 1672.5333 | 1590.5626 | 1512.6092 | 1438.4763 | 1367.9766 | 1300.9322 | 1237.1735 | 1176.5397 | 5.6832 | 5.6832 | 5.6832 | 5.6832 | 5.6832 | 5.6832 | 5.6832 | 5.6832 | 5.6832 | 0 | 0 | 0 | 0 | 0 | 0 | 0 | 0 | 0 | 0 | 0 | 0 | 0 | 0 | 0 | 0 | 0 | 0 | 25 | 25 | 25 | 25 | 25 | 25 | 25 | 25 | 25 | 20 | [54 empty] | 7.2 | 8.1 | 9 | 9.9 | 10.8 | 11.7 | 12.6 | 13.5 | 14.4 |  | 100 | 91.0394 | 75.0807 | 54.0845 | 28.8734 | 0.0001 | 0.0001 | 0.0001 | 0.56
EB IH | Power | Efficiency 2010: 99%; Efficiency 2015: 99%; Efficiency 2020: 99%; Efficiency 2025: 99%; Efficiency 2030: 99%; Efficiency 2035: 99%; Efficiency 2040: 99%; Efficiency 2045: 99%; Efficiency 2050: 99%; Availability 2010: 100%; Availability 2015: 100%; Availability 2020: 100%; Availability 2025: 100%; Availability 2030: 100%; Availability 2035: 100%; Availability 2040: 100%; Availability 2045: 100%; Availability 2050: 100%; Ramping up 2010: 100%; Ramping up 2015: 100%; Ramping up 2020: 100%; Ramping up 2025: 100%; Ramping up 2030: 100%; Ramping up 2035: 100%; Ramping up 2040: 100%; Ramping up 2045: 100%; Ramping up 2050: 100%; Ramping down 2010: 100%; Ramping down 2015: 100%; Ramping down 2020: 100%; Ramping down 2025: 100%; Ramping down 2030: 100%; Ramping down 2035: 100%; Ramping down 2040: 100%; Ramping down 2045: 100%; Ramping down 2050: 100%; Carbon sequestration ratio 2010: 0%; Investment 2010: 37.74; Investment 2015: 37.74; Investment 2020: 37.74; Investment 2025: 37.74; Investment 2030: 37.74; Investment 2035: 37.74; Investment 2040: 37.74; Investment 2045: 37.74; Investment 2050: 37.74; Fixed O&M cost 2010: 0; Fixed O&M cost 2015: 0; Fixed O&M cost 2020: 0; Fixed O&M cost 2025: 0; Fixed O&M cost 2030: 0; Fixed O&M cost 2035: 0; Fixed O&M cost 2040: 0; Fixed O&M cost 2045: 0; Fixed O&M cost 2050: 0; Variable O&M cost 2010: 0; Variable O&M cost 2015: 0; Variable O&M cost 2020: 0; Variable O&M cost 2025: 0; Variable O&M cost 2030: 0; Variable O&M cost 2035: 0; Variable O&M cost 2040: 0; Variable O&M cost 2045: 0; Variable O&M cost 2050: 0; Load change cost 2010: 0; Load change cost 2015: 0; Load change cost 2020: 0; Load change cost 2025: 0; Load change cost 2030: 0; Load change cost 2035: 0; Load change cost 2040: 0; Load change cost 2045: 0; Load change cost 2050: 0; Technical lifetime 2010: 25; Technical lifetime 2015: 25; Technical lifetime 2020: 25; Technical lifetime 2025: 25; Technical lifetime 2030: 25; Technical lifetime 2035: 25; Technical lifetime 2040: 25; Technical lifetime 2045: 25; Technical lifetime 2050: 25; Economic lifetime 2010: 20; Depreciation Factor 2015: 100; Depreciation Factor 2020: 91.0394; Depreciation Factor 2025: 75.0807; Depreciation Factor 2030: 54.0845; Depreciation Factor 2035: 28.8734; Depreciation Factor 2040: 0.0001; Depreciation Factor 2045: 0.0001; Depreciation Factor 2050: 0.0001 | 0.56
HP AS IH power | Power | 286% | 100% | 100% | 100% | 100% | 100% | 100% | 100% | 100% | 100% | 100% | 100% | 100% | 100% | 100% | 100% | 100% | 100% | 100% | 100% | 100% | 100% | 100% | 100% | 100% | 100% | 100% | 100% | 100% | 100% | 100% | 100% | 100% | 100% | 100% | 100% | 0% |  | 2048 | 1600 | 1521.5841 | 1447.0113 | 1376.0934 | 1308.6511 | 1244.5142 | 1183.5206 | 1125.5163 | 8.5333 | 8.5333 | 8.5333 | 8.5333 | 8.5333 | 8.5333 | 8.5333 | 8.5333 | 8.5333 | 0 | 0 | 0 | 0 | 0 | 0 | 0 | 0 | 0 | 0 | 0 | 0 | 0 | 0 | 0 | 0 | 0 | 0 | 25 | 25 | 25 | 25 | 25 | 25 | 25 | 25 | 25 | 20 | [45 empty] | 0.35 | 0.36423 | 0.37903 | 0.39444 | 0.41047 | 0.42715 | 0.44451 | 0.46258 | 0.48138 | [10 empty] | 100 | 91.0394 | 75.0807 | 54.0845 | 28.8734 | 0.0001 | 0.0001 | 0.0001 | 0.56
HP GS IH power | Power | 315% | 100% | 100% | 100% | 100% | 100% | 100% | 100% | 100% | 100% | 100% | 100% | 100% | 100% | 100% | 100% | 100% | 100% | 100% | 100% | 100% | 100% | 100% | 100% | 100% | 100% | 100% | 100% | 100% | 100% | 100% | 100% | 100% | 100% | 100% | 100% | 0% |  | 2491.7333 | 2400 | 2282.3761 | 2170.517 | 2064.1401 | 1962.9767 | 1866.7713 | 1775.2809 | 1688.2745 | 8.5333 | 8.5333 | 8.5333 | 8.5333 | 8.5333 | 8.5333 | 8.5333 | 8.5333 | 8.5333 | 0 | 0 | 0 | 0 | 0 | 0 | 0 | 0 | 0 | 0 | 0 | 0 | 0 | 0 | 0 | 0 | 0 | 0 | 25 | 25 | 25 | 25 | 25 | 25 | 25 | 25 | 25 | 20 | [45 empty] | 0.4 | 0.41626 | 0.43318 | 0.45078 | 0.46911 | 0.48817 | 0.50801 | 0.52866 | 0.55015 | [10 empty] | 100 | 91.0394 | 75.0807 | 54.0845 | 28.8734 | 0.0001 | 0.0001 | 0.0001 | 0.56
CU gas | gas | 85% | 85% | 85% | 85% | 85% | 85% | 85% | 85% | 85% | 100% | 100% | 100% | 100% | 100% | 100% | 100% | 100% | 100% | 100% | 100% | 100% | 100% | 100% | 100% | 100% | 100% | 100% | 100% | 100% | 100% | 100% | 100% | 100% | 100% | 100% | 100% | 0% | 100% | 2726.4 | 2592.7793 | 2465.7073 | 2344.8631 | 2229.9415 | 2120.6522 | 2016.7191 | 1917.8798 | 1823.8846 | 136.32 | 129.639 | 123.2854 | 117.2432 | 111.4971 | 106.0326 | 100.836 | 95.894 | 91.1942 | 0 | 0 | 0 | 0 | 0 | 0 | 0 | 0 | 0 | 0 | 0 | 0 | 0 | 0 | 0 | 0 | 0 | 0 | 25 | 25 | 25 | 25 | 25 | 25 | 25 | 25 | 25 | 20 | [27 empty] | 0.65 | 0.65 | 0.65 | 0.65 | 0.65 | 0.65 | 0.65 | 0.65 | 0.65 | [18 empty] | 24.2731 | 18.5358 | 25.5971 | 27.3624 | 28.6864 | 30.0104 | 31.7757 | 33.0997 | 33.0997 |  | 100 | 91.0394 | 75.0807 | 54.0845 | 28.8734 | 0.0001 | 0.0001 | 0.0001 | 0.56
CU oil | oil | 85% | 85% | 85% | 85% | 85% | 85% | 85% | 85% | 85% | 100% | 100% | 100% | 100% | 100% | 100% | 100% | 100% | 100% | 100% | 100% | 100% | 100% | 100% | 100% | 100% | 100% | 100% | 100% | 100% | 100% | 100% | 100% | 100% | 100% | 100% | 100% | 0% | 100% | 2726.4 | 2592.7793 | 2465.7073 | 2344.8631 | 2229.9415 | 2120.6522 | 2016.7191 | 1917.8798 | 1823.8846 | 136.32 | 129.639 | 123.2854 | 117.2432 | 111.4971 | 106.0326 | 100.836 | 95.894 | 91.1942 | 0 | 0 | 0 | 0 | 0 | 0 | 0 | 0 | 0 | 0 | 0 | 0 | 0 | 0 | 0 | 0 | 0 | 0 | 25 | 25 | 25 | 25 | 25 | 25 | 25 | 25 | 25 | 20 | [27 empty] | 0.65 | 0.65 | 0.65 | 0.65 | 0.65 | 0.65 | 0.65 | 0.65 | 0.65 | [11 empty] | 0.43749 | 0.45981 | 0.48326 | 0.50791 | 0.53382 | 0.56105 | 0.58967 | 36.189 | 23.8318 | 36.6304 | 44.133 | 48.5463 | 50.7529 | 52.9596 | 55.1662 | 56.4902 |  | 100 | 91.0394 | 75.0807 | 54.0845 | 28.8734 | 0.0001 | 0.0001 | 0.0001 | 0.56
CHP BPST gas | gas | Efficiency 2010: 85%; Efficiency 2015: 80%; Efficiency 2020: 90%; Efficiency 2025: 90%; Efficiency 2030: 90%; Efficiency 2035: 90%; Efficiency 2040: 90%; Efficiency 2045: 90%; Efficiency 2050: 90%; Availability 2010: 85%; Availability 2015: 85%; Availability 2020: 85%; Availability 2025: 85%; Availability 2030: 85%; Availability 2035: 85%; Availability 2040: 85%; Availability 2045: 85%; Availability 2050: 85%; Ramping up 2010: 6%; Ramping up 2015: 6%; Ramping up 2020: 6%; Ramping up 2025: 6%; Ramping up 2030: 6%; Ramping up 2035: 6%; Ramping up 2040: 6%; Ramping up 2045: 6%; Ramping up 2050: 6%; Ramping down 2010: 6%; Ramping down 2015: 6%; Ramping down 2020: 6%; Ramping down 2025: 6%; Ramping down 2030: 6%; Ramping down 2035: 6%; Ramping down 2040: 6%; Ramping down 2045: 6%; Ramping down 2050: 6%; Carbon sequestration ratio 2010: 0%; Carbon emission ratio 2010: 100%; Investment 2010: 632.5; Investment 2015: 632.5; Investment 2020: 632.5; Investment 2025: 632.5; Investment 2030: 632.5; Investment 2035: 632.5; Investment 2040: 632.5; Investment 2045: 632.5; Investment 2050: 632.5; Fixed O&M cost 2010: 15.75; Fixed O&M cost 2015: 15.75; Fixed O&M cost 2020: 15.75; Fixed O&M cost 2025: 15.75; Fixed O&M cost 2030: 15.75; Fixed O&M cost 2035: 15.75; Fixed O&M cost 2040: 15.75; Fixed O&M cost 2045: 15.75; Fixed O&M cost 2050: 15.75; Variable O&M cost 2010: 3; Variable O&M cost 2015: 3; Variable O&M cost 2020: 3; Variable O&M cost 2025: 3; Variable O&M cost 2030: 3; Variable O&M cost 2035: 3; Variable O&M cost 2040: 3; Variable O&M cost 2045: 3; Variable O&M cost 2050: 3; Load change cost 2010: 20; Load change cost 2015: 20; Load change cost 2020: 20; Load change cost 2025: 20; Load change cost 2030: 20; Load change cost 2035: 20; Load change cost 2040: 20; Load change cost 2045: 20; Load change cost 2050: 20; Technical lifetime 2010: 40; Technical lifetime 2015: 40; Technical lifetime 2020: 40; Technical lifetime 2025: 40; Technical lifetime 2030: 40; Technical lifetime 2035: 40; Technical lifetime 2040: 40; Technical lifetime 2045: 40; Technical lifetime 2050: 40; Economic lifetime 2010: 30; CHP and CU power-to-heat ratio sigma 2010: 0.8; CHP and CU power-to-heat ratio sigma 2015: 0.8; CHP and CU power-to-heat ratio sigma 2020: 0.8; CHP and CU power-to-heat ratio sigma 2025: 0.8; CHP and CU power-to-heat ratio sigma 2030: 0.8; CHP and CU power-to-heat ratio sigma 2035: 0.8; CHP and CU power-to-heat ratio sigma 2040: 0.8; CHP and CU power-to-heat ratio sigma 2045: 0.8; CHP and CU power-to-heat ratio sigma 2050: 0.8
CHP BPST coal | Hard Coal | Efficiency 2010: 85%; Efficiency 2015: 80%; Efficiency 2020: 90%; Efficiency 2025: 90%; Efficiency 2030: 90%; Efficiency 2035: 90%; Efficiency 2040: 90%; Efficiency 2045: 90%; Efficiency 2050: 90%; Availability 2010: 85%; Availability 2015: 85%; Availability 2020: 85%; Availability 2025: 85%; Availability 2030: 85%; Availability 2035: 85%; Availability 2040: 85%; Availability 2045: 85%; Availability 2050: 85%; Ramping up 2010: 4%; Ramping up 2015: 4%; Ramping up 2020: 4%; Ramping up 2025: 4%; Ramping up 2030: 4%; Ramping up 2035: 4%; Ramping up 2040: 4%; Ramping up 2045: 4%; Ramping up 2050: 4%; Ramping down 2010: 4%; Ramping down 2015: 4%; Ramping down 2020: 4%; Ramping down 2025: 4%; Ramping down 2030: 4%; Ramping down 2035: 4%; Ramping down 2040: 4%; Ramping down 2045: 4%; Ramping down 2050: 4%; Carbon sequestration ratio 2010: 0%; Carbon emission ratio 2010: 100%; Investment 2010: 2070; Investment 2015: 2070; Investment 2020: 2070; Investment 2025: 2070; Investment 2030: 2070; Investment 2035: 2070; Investment 2040: 2070; Investment 2045: 2070; Investment 2050: 2070; Fixed O&M cost 2010: 52.5; Fixed O&M cost 2015: 52.5; Fixed O&M cost 2020: 52.5; Fixed O&M cost 2025: 52.5; Fixed O&M cost 2030: 52.5; Fixed O&M cost 2035: 52.5; Fixed O&M cost 2040: 52.5; Fixed O&M cost 2045: 52.5; Fixed O&M cost 2050: 52.5; Variable O&M cost 2010: 6; Variable O&M cost 2015: 6; Variable O&M cost 2020: 6; Variable O&M cost 2025: 6; Variable O&M cost 2030: 6; Variable O&M cost 2035: 6; Variable O&M cost 2040: 6; Variable O&M cost 2045: 6; Variable O&M cost 2050: 6; Load change cost 2010: 50; Load change cost 2015: 50; Load change cost 2020: 50; Load change cost 2025: 50; Load change cost 2030: 50; Load change cost 2035: 50; Load change cost 2040: 50; Load change cost 2045: 50; Load change cost 2050: 50; Technical lifetime 2010: 40; Technical lifetime 2015: 40; Technical lifetime 2020: 40; Technical lifetime 2025: 40; Technical lifetime 2030: 40; Technical lifetime 2035: 40; Technical lifetime 2040: 40; Technical lifetime 2045: 40; Technical lifetime 2050: 40; Economic lifetime 2010: 30; CHP and CU power-to-heat ratio sigma 2010: 0.8; CHP and CU power-to-heat ratio sigma 2015: 0.8; CHP and CU power-to-heat ratio sigma 2020: 0.8; CHP and CU power-to-heat ratio sigma 2025: 0.8; CHP and CU power-to-heat ratio sigma 2030: 0.8; CHP and CU power-to-heat ratio sigma 2035: 0.8; CHP and CU power-to-heat ratio sigma 2040: 0.8; CHP and CU power-to-heat ratio sigma 2045: 0.8; CHP and CU power-to-heat ratio sigma 2050: 0.8
CHP BPST lignite | Lignite | Efficiency 2010: 85%; Efficiency 2015: 80%; Efficiency 2020: 90%; Efficiency 2025: 90%; Efficiency 2030: 90%; Efficiency 2035: 90%; Efficiency 2040: 90%; Efficiency 2045: 90%; Efficiency 2050: 90%; Availability 2010: 80%; Availability 2015: 85%; Availability 2020: 85%; Availability 2025: 85%; Availability 2030: 85%; Availability 2035: 85%; Availability 2040: 85%; Availability 2045: 85%; Availability 2050: 85%; Ramping up 2010: 3%; Ramping up 2015: 3%; Ramping up 2020: 3%; Ramping up 2025: 3%; Ramping up 2030: 3%; Ramping up 2035: 3%; Ramping up 2040: 3%; Ramping up 2045: 3%; Ramping up 2050: 3%; Ramping down 2010: 3%; Ramping down 2015: 3%; Ramping down 2020: 3%; Ramping down 2025: 3%; Ramping down 2030: 3%; Ramping down 2035: 3%; Ramping down 2040: 3%; Ramping down 2045: 3%; Ramping down 2050: 3%; Carbon sequestration ratio 2010: 0%; Carbon emission ratio 2010: 100%; Investment 2010: 2070; Investment 2015: 2070; Investment 2020: 2070; Investment 2025: 2070; Investment 2030: 2070; Investment 2035: 2070; Investment 2040: 2070; Investment 2045: 2070; Investment 2050: 2070; Fixed O&M cost 2010: 63; Fixed O&M cost 2015: 63; Fixed O&M cost 2020: 63; Fixed O&M cost 2025: 63; Fixed O&M cost 2030: 63; Fixed O&M cost 2035: 63; Fixed O&M cost 2040: 63; Fixed O&M cost 2045: 63; Fixed O&M cost 2050: 63; Variable O&M cost 2010: 7; Variable O&M cost 2015: 7; Variable O&M cost 2020: 7; Variable O&M cost 2025: 7; Variable O&M cost 2030: 7; Variable O&M cost 2035: 7; Variable O&M cost 2040: 7; Variable O&M cost 2045: 7; Variable O&M cost 2050: 7; Load change cost 2010: 100; Load change cost 2015: 100; Load change cost 2020: 100; Load change cost 2025: 100; Load change cost 2030: 100; Load change cost 2035: 100; Load change cost 2040: 100; Load change cost 2045: 100; Load change cost 2050: 100; Technical lifetime 2010: 40; Technical lifetime 2015: 40; Technical lifetime 2020: 40; Technical lifetime 2025: 40; Technical lifetime 2030: 40; Technical lifetime 2035: 40; Technical lifetime 2040: 40; Technical lifetime 2045: 40; Technical lifetime 2050: 40; Economic lifetime 2010: 30; CHP and CU power-to-heat ratio sigma 2010: 0.8; CHP and CU power-to-heat ratio sigma 2015: 0.8; CHP and CU power-to-heat ratio sigma 2020: 0.8; CHP and CU power-to-heat ratio sigma 2025: 0.8; CHP and CU power-to-heat ratio sigma 2030: 0.8; CHP and CU power-to-heat ratio sigma 2035: 0.8; CHP and CU power-to-heat ratio sigma 2040: 0.8; CHP and CU power-to-heat ratio sigma 2045: 0.8; CHP and CU power-to-heat ratio sigma 2050: 0.8
CHP BPST oil | Oil | Efficiency 2010: 85%; Efficiency 2015: 80%; Efficiency 2020: 90%; Efficiency 2025: 90%; Efficiency 2030: 90%; Efficiency 2035: 90%; Efficiency 2040: 90%; Efficiency 2045: 90%; Efficiency 2050: 90%; Availability 2010: 80%; Availability 2015: 85%; Availability 2020: 85%; Availability 2025: 85%; Availability 2030: 85%; Availability 2035: 85%; Availability 2040: 85%; Availability 2045: 85%; Availability 2050: 85%; Ramping up 2010: 6%; Ramping up 2015: 6%; Ramping up 2020: 6%; Ramping up 2025: 6%; Ramping up 2030: 6%; Ramping up 2035: 6%; Ramping up 2040: 6%; Ramping up 2045: 6%; Ramping up 2050: 6%; Ramping down 2010: 6%; Ramping down 2015: 6%; Ramping down 2020: 6%; Ramping down 2025: 6%; Ramping down 2030: 6%; Ramping down 2035: 6%; Ramping down 2040: 6%; Ramping down 2045: 6%; Ramping down 2050: 6%; Carbon sequestration ratio 2010: 0%; Carbon emission ratio 2010: 100%; Investment 2010: 460; Investment 2015: 460; Investment 2020: 460; Investment 2025: 460; Investment 2030: 460; Investment 2035: 460; Investment 2040: 460; Investment 2045: 460; Investment 2050: 460; Fixed O&M cost 2010: 6.3; Fixed O&M cost 2015: 6.3; Fixed O&M cost 2020: 6.3; Fixed O&M cost 2025: 6.3; Fixed O&M cost 2030: 6.3; Fixed O&M cost 2035: 6.3; Fixed O&M cost 2040: 6.3; Fixed O&M cost 2045: 6.3; Fixed O&M cost 2050: 6.3; Variable O&M cost 2010: 3; Variable O&M cost 2015: 3; Variable O&M cost 2020: 3; Variable O&M cost 2025: 3; Variable O&M cost 2030: 3; Variable O&M cost 2035: 3; Variable O&M cost 2040: 3; Variable O&M cost 2045: 3; Variable O&M cost 2050: 3; Load change cost 2010: 20; Load change cost 2015: 20; Load change cost 2020: 20; Load change cost 2025: 20; Load change cost 2030: 20; Load change cost 2035: 20; Load change cost 2040: 20; Load change cost 2045: 20; Load change cost 2050: 20; Technical lifetime 2010: 40; Technical lifetime 2015: 40; Technical lifetime 2020: 40; Technical lifetime 2025: 40; Technical lifetime 2030: 40; Technical lifetime 2035: 40; Technical lifetime 2040: 40; Technical lifetime 2045: 40; Technical lifetime 2050: 40; Economic lifetime 2010: 30; CHP and CU power-to-heat ratio sigma 2010: 0.8; CHP and CU power-to-heat ratio sigma 2015: 0.8; CHP and CU power-to-heat ratio sigma 2020: 0.8; CHP and CU power-to-heat ratio sigma 2025: 0.8; CHP and CU power-to-heat ratio sigma 2030: 0.8; CHP and CU power-to-heat ratio sigma 2035: 0.8; CHP and CU power-to-heat ratio sigma 2040: 0.8; CHP and CU power-to-heat ratio sigma 2045: 0.8; CHP and CU power-to-heat ratio sigma 2050: 0.8
CHP BPST biomass | Biomass | Efficiency 2010: 85%; Efficiency 2015: 80%; Efficiency 2020: 90%; Efficiency 2025: 90%; Efficiency 2030: 90%; Efficiency 2035: 90%; Efficiency 2040: 90%; Efficiency 2045: 90%; Efficiency 2050: 90%; Availability 2010: 100%; Availability 2015: 80%; Availability 2020: 80%; Availability 2025: 80%; Availability 2030: 80%; Availability 2035: 80%; Availability 2040: 80%; Availability 2045: 80%; Availability 2050: 80%; Ramping up 2010: 0%; Ramping up 2015: 0%; Ramping up 2020: 0%; Ramping up 2025: 0%; Ramping up 2030: 0%; Ramping up 2035: 0%; Ramping up 2040: 0%; Ramping up 2045: 0%; Ramping up 2050: 0%; Ramping down 2010: 0%; Ramping down 2015: 0%; Ramping down 2020: 0%; Ramping down 2025: 0%; Ramping down 2030: 0%; Ramping down 2035: 0%; Ramping down 2040: 0%; Ramping down 2045: 0%; Ramping down 2050: 0%; Carbon sequestration ratio 2010: 0%; Carbon emission ratio 2010: 0%; Investment 2010: 2760; Investment 2015: 2760; Investment 2020: 2760; Investment 2025: 2760; Investment 2030: 2760; Investment 2035: 2760; Investment 2040: 2760; Investment 2045: 2760; Investment 2050: 2760; Fixed O&M cost 2010: 105; Fixed O&M cost 2015: 105; Fixed O&M cost 2020: 105; Fixed O&M cost 2025: 105; Fixed O&M cost 2030: 105; Fixed O&M cost 2035: 105; Fixed O&M cost 2040: 105; Fixed O&M cost 2045: 105; Fixed O&M cost 2050: 105; Variable O&M cost 2010: 8; Variable O&M cost 2015: 8; Variable O&M cost 2020: 8; Variable O&M cost 2025: 8; Variable O&M cost 2030: 8; Variable O&M cost 2035: 8; Variable O&M cost 2040: 8; Variable O&M cost 2045: 8; Variable O&M cost 2050: 8; Load change cost 2010: 0; Load change cost 2015: 0; Load change cost 2020: 0; Load change cost 2025: 0; Load change cost 2030: 0; Load change cost 2035: 0; Load change cost 2040: 0; Load change cost 2045: 0; Load change cost 2050: 0; Technical lifetime 2010: 40; Technical lifetime 2015: 40; Technical lifetime 2020: 40; Technical lifetime 2025: 40; Technical lifetime 2030: 40; Technical lifetime 2035: 40; Technical lifetime 2040: 40; Technical lifetime 2045: 40; Technical lifetime 2050: 40; Economic lifetime 2010: 30; CHP and CU power-to-heat ratio sigma 2010: 0.8; CHP and CU power-to-heat ratio sigma 2015: 0.8; CHP and CU power-to-heat ratio sigma 2020: 0.8; CHP and CU power-to-heat ratio sigma 2025: 0.8; CHP and CU power-to-heat ratio sigma 2030: 0.8; CHP and CU power-to-heat ratio sigma 2035: 0.8; CHP and CU power-to-heat ratio sigma 2040: 0.8; CHP and CU power-to-heat ratio sigma 2045: 0.8; CHP and CU power-to-heat ratio sigma 2050: 0.8
CHP BPST waste | Waste | Efficiency 2010: 85%; Efficiency 2015: 80%; Efficiency 2020: 90%; Efficiency 2025: 90%; Efficiency 2030: 90%; Efficiency 2035: 90%; Efficiency 2040: 90%; Efficiency 2045: 90%; Efficiency 2050: 90%; Availability 2010: 50%; Availability 2015: 80%; Availability 2020: 80%; Availability 2025: 80%; Availability 2030: 80%; Availability 2035: 80%; Availability 2040: 80%; Availability 2045: 80%; Availability 2050: 80%; Ramping up 2010: 0%; Ramping up 2015: 0%; Ramping up 2020: 0%; Ramping up 2025: 0%; Ramping up 2030: 0%; Ramping up 2035: 0%; Ramping up 2040: 0%; Ramping up 2045: 0%; Ramping up 2050: 0%; Ramping down 2010: 0%; Ramping down 2015: 0%; Ramping down 2020: 0%; Ramping down 2025: 0%; Ramping down 2030: 0%; Ramping down 2035: 0%; Ramping down 2040: 0%; Ramping down 2045: 0%; Ramping down 2050: 0%; Carbon sequestration ratio 2010: 0%; Carbon emission ratio 2010: 100%; Investment 2010: 2875; Investment 2015: 2787.6; Investment 2020: 2702.5; Investment 2025: 2619.7; Investment 2030: 2540.35; Investment 2035: 2462.15; Investment 2040: 2387.4; Investment 2045: 2314.95; Investment 2050: 2243.65; Fixed O&M cost 2010: 105; Fixed O&M cost 2015: 105; Fixed O&M cost 2020: 105; Fixed O&M cost 2025: 105; Fixed O&M cost 2030: 105; Fixed O&M cost 2035: 105; Fixed O&M cost 2040: 105; Fixed O&M cost 2045: 105; Fixed O&M cost 2050: 105; Variable O&M cost 2010: 8; Variable O&M cost 2015: 8; Variable O&M cost 2020: 8; Variable O&M cost 2025: 8; Variable O&M cost 2030: 8; Variable O&M cost 2035: 8; Variable O&M cost 2040: 8; Variable O&M cost 2045: 8; Variable O&M cost 2050: 8; Load change cost 2010: 0; Load change cost 2015: 0; Load change cost 2020: 0; Load change cost 2025: 0; Load change cost 2030: 0; Load change cost 2035: 0; Load change cost 2040: 0; Load change cost 2045: 0; Load change cost 2050: 0; Technical lifetime 2010: 50; Technical lifetime 2015: 50; Technical lifetime 2020: 50; Technical lifetime 2025: 50; Technical lifetime 2030: 50; Technical lifetime 2035: 50; Technical lifetime 2040: 50; Technical lifetime 2045: 50; Technical lifetime 2050: 50; Economic lifetime 2010: 30; CHP and CU power-to-heat ratio sigma 2010: 0.8; CHP and CU power-to-heat ratio sigma 2015: 0.8; CHP and CU power-to-heat ratio sigma 2020: 0.8; CHP and CU power-to-heat ratio sigma 2025: 0.8; CHP and CU power-to-heat ratio sigma 2030: 0.8; CHP and CU power-to-heat ratio sigma 2035: 0.8; CHP and CU power-to-heat ratio sigma 2040: 0.8; CHP and CU power-to-heat ratio sigma 2045: 0.8; CHP and CU power-to-heat ratio sigma 2050: 0.8
CHP ECST gas | gas | 75% | 75% | 85% | 85% | 85% | 85% | 85% | 85% | 85% | 85% | 85% | 85% | 85% | 85% | 85% | 85% | 85% | 85% | 6% | 6% | 6% | 6% | 6% | 6% | 6% | 6% | 6% | 6% | 6% | 6% | 6% | 6% | 6% | 6% | 6% | 6% | 0% | 100% | 660 | 660 | 660 | 660 | 660 | 660 | 660 | 660 | 660 | 15.75 | 15.75 | 15.75 | 15.75 | 15.75 | 15.75 | 15.75 | 15.75 | 15.75 | 3 | 3 | 3 | 3 | 3 | 3 | 3 | 3 | 3 | 20 | 20 | 20 | 20 | 20 | 20 | 20 | 20 | 20 | 40 | 40 | 40 | 40 | 40 | 40 | 40 | 40 | 40 | 30 | [27 empty] | 0.9 | 0.9 | 0.9 | 0.9 | 0.9 | 0.9 | 0.9 | 0.9 | 0.9 | 38% | 40% | 43% | 45% | 46% | 47% | 48% | 49% | 49%
CHP ECST coal | Hard Coal | 75% | 75% | 85% | 85% | 85% | 85% | 85% | 85% | 85% | 85% | 85% | 85% | 85% | 85% | 85% | 85% | 85% | 85% | 4% | 4% | 4% | 4% | 4% | 4% | 4% | 4% | 4% | 4% | 4% | 4% | 4% | 4% | 4% | 4% | 4% | 4% | 0% | 100% | 2160 | 2160 | 2160 | 2160 | 2160 | 2160 | 2160 | 2160 | 2160 | 52.5 | 52.5 | 52.5 | 52.5 | 52.5 | 52.5 | 52.5 | 52.5 | 52.5 | 6 | 6 | 6 | 6 | 6 | 6 | 6 | 6 | 6 | 50 | 50 | 50 | 50 | 50 | 50 | 50 | 50 | 50 | 40 | 40 | 40 | 40 | 40 | 40 | 40 | 40 | 40 | 30 | [27 empty] | 0.9 | 0.9 | 0.9 | 0.9 | 0.9 | 0.9 | 0.9 | 0.9 | 0.9 | 38% | 40% | 43% | 45% | 45% | 47% | 47% | 47% | 47%
CHP ECST lignite | Lignite | 75% | 75% | 85% | 85% | 85% | 85% | 85% | 85% | 85% | 80% | 85% | 85% | 85% | 85% | 85% | 85% | 85% | 85% | 3% | 3% | 3% | 3% | 3% | 3% | 3% | 3% | 3% | 3% | 3% | 3% | 3% | 3% | 3% | 3% | 3% | 3% | 0% | 100% | 2160 | 2160 | 2160 | 2160 | 2160 | 2160 | 2160 | 2160 | 2160 | 63 | 63 | 63 | 63 | 63 | 63 | 63 | 63 | 63 | 7 | 7 | 7 | 7 | 7 | 7 | 7 | 7 | 7 | 100 | 100 | 100 | 100 | 100 | 100 | 100 | 100 | 100 | 40 | 40 | 40 | 40 | 40 | 40 | 40 | 40 | 40 | 30 | [27 empty] | 0.9 | 0.9 | 0.9 | 0.9 | 0.9 | 0.9 | 0.9 | 0.9 | 0.9 | 38% | 39% | 40% | 41% | 42% | 43% | 44% | 45% | 46%
CHP ECST oil | Oil | 75% | 75% | 85% | 85% | 85% | 85% | 85% | 85% | 85% | 80% | 85% | 85% | 85% | 85% | 85% | 85% | 85% | 85% | 6% | 6% | 6% | 6% | 6% | 6% | 6% | 6% | 6% | 6% | 6% | 6% | 6% | 6% | 6% | 6% | 6% | 6% | 0% | 100% | 480 | 480 | 480 | 480 | 480 | 480 | 480 | 480 | 480 | 6.3 | 6.3 | 6.3 | 6.3 | 6.3 | 6.3 | 6.3 | 6.3 | 6.3 | 3 | 3 | 3 | 3 | 3 | 3 | 3 | 3 | 3 | 20 | 20 | 20 | 20 | 20 | 20 | 20 | 20 | 20 | 40 | 40 | 40 | 40 | 40 | 40 | 40 | 40 | 40 | 30 | [27 empty] | 0.9 | 0.9 | 0.9 | 0.9 | 0.9 | 0.9 | 0.9 | 0.9 | 0.9 | 38% | 40% | 42% | 44% | 45% | 46% | 47% | 47% | 47%
CHP ECST biomass | Biomass | 75% | 75% | 85% | 85% | 85% | 85% | 85% | 85% | 85% | 100% | 80% | 80% | 80% | 80% | 80% | 80% | 80% | 80% | 0% | 0% | 0% | 0% | 0% | 0% | 0% | 0% | 0% | 0% | 0% | 0% | 0% | 0% | 0% | 0% | 0% | 0% | 0% | 0% | 2880 | 2880 | 2880 | 2880 | 2880 | 2880 | 2880 | 2880 | 2880 | 105 | 105 | 105 | 105 | 105 | 105 | 105 | 105 | 105 | 8 | 8 | 8 | 8 | 8 | 8 | 8 | 8 | 8 | 0 | 0 | 0 | 0 | 0 | 0 | 0 | 0 | 0 | 40 | 40 | 40 | 40 | 40 | 40 | 40 | 40 | 40 | 30 | [27 empty] | 0.9 | 0.9 | 0.9 | 0.9 | 0.9 | 0.9 | 0.9 | 0.9 | 0.9 | 38% | 39% | 40% | 41% | 42% | 43% | 44% | 45% | 46%
CHP ECST waste | Waste | 75% | 75% | 85% | 85% | 85% | 85% | 85% | 85% | 85% | 50% | 80% | 80% | 80% | 80% | 80% | 80% | 80% | 80% | 0% | 0% | 0% | 0% | 0% | 0% | 0% | 0% | 0% | 0% | 0% | 0% | 0% | 0% | 0% | 0% | 0% | 0% | 0% | 100% | 3000 | 2908.8 | 2820 | 2733.6 | 2650.8 | 2569.2 | 2491.2 | 2415.6 | 2341.2 | 105 | 105 | 105 | 105 | 105 | 105 | 105 | 105 | 105 | 8 | 8 | 8 | 8 | 8 | 8 | 8 | 8 | 8 | 0 | 0 | 0 | 0 | 0 | 0 | 0 | 0 | 0 | 50 | 50 | 50 | 50 | 50 | 50 | 50 | 50 | 50 | 30 | [27 empty] | 0.9 | 0.9 | 0.9 | 0.9 | 0.9 | 0.9 | 0.9 | 0.9 | 0.9 | 38% | 39% | 40% | 41% | 42% | 43% | 44% | 45% | 46%
CHP OCGT gas | Gas | 85% | 70% | 80% | 80% | 85% | 85% | 85% | 85% | 85% | 80% | 80% | 80% | 80% | 80% | 80% | 80% | 80% | 80% | 20% | 20% | 20% | 20% | 20% | 20% | 20% | 20% | 20% | 20% | 20% | 20% | 20% | 20% | 20% | 20% | 20% | 20% | 0% | 100% | 715 | 715 | 715 | 715 | 715 | 715 | 715 | 715 | 715 | 15.75 | 15.75 | 15.75 | 15.75 | 15.75 | 15.75 | 15.75 | 15.75 | 15.75 | 2 | 2 | 2 | 2 | 2 | 2 | 2 | 2 | 2 | 20 | 20 | 20 | 20 | 20 | 20 | 20 | 20 | 20 | 40 | 40 | 40 | 40 | 40 | 40 | 40 | 40 | 40 | 30 | [27 empty] | 0.6 | 0.6 | 0.6 | 0.6 | 0.6 | 0.6 | 0.6 | 0.6 | 0.6 | 33% | 34% | 35% | 36% | 37% | 38% | 39% | 40% | 41%
CHP CCGTBP gas | Gas | 85% | 70% | 80% | 80% | 85% | 85% | 85% | 85% | 85% | 85% | 85% | 85% | 85% | 85% | 85% | 85% | 85% | 85% | 6% | 6% | 6% | 6% | 6% | 6% | 6% | 6% | 6% | 6% | 6% | 6% | 6% | 6% | 6% | 6% | 6% | 6% | 0% | 100% | 920 | 920 | 920 | 920 | 920 | 920 | 920 | 920 | 920 | 21 | 21 | 21 | 21 | 21 | 21 | 21 | 21 | 21 | 3 | 3 | 3 | 3 | 3 | 3 | 3 | 3 | 3 | 20 | 20 | 20 | 20 | 20 | 20 | 20 | 20 | 20 | 40 | 40 | 40 | 40 | 40 | 40 | 40 | 40 | 40 | 30 | [27 empty] | 0.9 | 0.9 | 0.9 | 0.9 | 0.9 | 0.9 | 0.9 | 0.9 | 0.9 | 60% | 60.2% | 60.5% | 60.7% | 61% | 61.2% | 61.5% | 61.7% | 61.9%
CHP CCGTEC gas | Gas | 75% | 70% | 80% | 80% | 85% | 85% | 85% | 85% | 85% | 85% | 85% | 85% | 85% | 85% | 85% | 85% | 85% | 85% | 6% | 6% | 6% | 6% | 6% | 6% | 6% | 6% | 6% | 6% | 6% | 6% | 6% | 6% | 6% | 6% | 6% | 6% | 0% | 100% | 960 | 960 | 960 | 960 | 960 | 960 | 960 | 960 | 960 | 21 | 21 | 21 | 21 | 21 | 21 | 21 | 21 | 21 | 3 | 3 | 3 | 3 | 3 | 3 | 3 | 3 | 3 | 20 | 20 | 20 | 20 | 20 | 20 | 20 | 20 | 20 | 40 | 40 | 40 | 40 | 40 | 40 | 40 | 40 | 40 | 30 | [27 empty] | 0.9 | 0.9 | 0.9 | 0.9 | 0.9 | 0.9 | 0.9 | 0.9 | 0.9 | 60% | 60.2% | 60.5% | 60.7% | 61% | 61.2% | 61.5% | 61.7% | 61.9%
CHP OCOT oil | Oil | 85% | 70% | 80% | 80% | 85% | 85% | 85% | 85% | 85% | 100% | 80% | 80% | 80% | 80% | 80% | 80% | 80% | 80% | 20% | 20% | 20% | 20% | 20% | 20% | 20% | 20% | 20% | 20% | 20% | 20% | 20% | 20% | 20% | 20% | 20% | 20% | 0% | 100% | 520 | 520 | 520 | 520 | 520 | 520 | 520 | 520 | 520 | 6.3 | 6.3 | 6.3 | 6.3 | 6.3 | 6.3 | 6.3 | 6.3 | 6.3 | 3 | 3 | 3 | 3 | 3 | 3 | 3 | 3 | 3 | 20 | 20 | 20 | 20 | 20 | 20 | 20 | 20 | 20 | 40 | 40 | 40 | 40 | 40 | 40 | 40 | 40 | 40 | 30 | [27 empty] | 0.6 | 0.6 | 0.6 | 0.6 | 0.6 | 0.6 | 0.6 | 0.6 | 0.6 | 33% | 34% | 35% | 36% | 37% | 38% | 39% | 40% | 41%
CHP CCOT oil | Oil | 85% | 70% | 80% | 80% | 85% | 85% | 85% | 85% | 85% | 62% | 85% | 85% | 85% | 85% | 85% | 85% | 85% | 85% | 6% | 6% | 6% | 6% | 6% | 6% | 6% | 6% | 6% | 6% | 6% | 6% | 6% | 6% | 6% | 6% | 6% | 6% | 0% | 100% | 920 | 920 | 920 | 920 | 920 | 920 | 920 | 920 | 920 | 26.25 | 26.25 | 26.25 | 26.25 | 26.25 | 26.25 | 26.25 | 26.25 | 26.25 | 3 | 3 | 3 | 3 | 3 | 3 | 3 | 3 | 3 | 20 | 20 | 20 | 20 | 20 | 20 | 20 | 20 | 20 | 40 | 40 | 40 | 40 | 40 | 40 | 40 | 40 | 40 | 30 | [27 empty] | 0.9 | 0.9 | 0.9 | 0.9 | 0.9 | 0.9 | 0.9 | 0.9 | 0.9 | 60% | 60.2% | 60.5% | 60.7% | 61% | 61.2% | 61.5% | 61.7% | 61.9%
F2H DH gas | Gas | Efficiency 2010: 95%; Efficiency 2015: 95%; Efficiency 2020: 98%; Efficiency 2025: 98%; Efficiency 2030: 98%; Efficiency 2035: 98%; Efficiency 2040: 98%; Efficiency 2045: 98%; Efficiency 2050: 98%; Availability 2010: 100%; Availability 2015: 100%; Availability 2020: 100%; Availability 2025: 100%; Availability 2030: 100%; Availability 2035: 100%; Availability 2040: 100%; Availability 2045: 100%; Availability 2050: 100%; Ramping up 2010: 100%; Ramping up 2015: 100%; Ramping up 2020: 100%; Ramping up 2025: 100%; Ramping up 2030: 100%; Ramping up 2035: 100%; Ramping up 2040: 100%; Ramping up 2045: 100%; Ramping up 2050: 100%; Ramping down 2010: 100%; Ramping down 2015: 100%; Ramping down 2020: 100%; Ramping down 2025: 100%; Ramping down 2030: 100%; Ramping down 2035: 100%; Ramping down 2040: 100%; Ramping down 2045: 100%; Ramping down 2050: 100%; Carbon sequestration ratio 2010: 0%; Carbon emission ratio 2010: 100%; Investment 2010: 130; Investment 2015: 130; Investment 2020: 130; Investment 2025: 130; Investment 2030: 130; Investment 2035: 130; Investment 2040: 130; Investment 2045: 130; Investment 2050: 130; Fixed O&M cost 2010: 6.5; Fixed O&M cost 2015: 6.5; Fixed O&M cost 2020: 6.5; Fixed O&M cost 2025: 6.5; Fixed O&M cost 2030: 6.5; Fixed O&M cost 2035: 6.5; Fixed O&M cost 2040: 6.5; Fixed O&M cost 2045: 6.5; Fixed O&M cost 2050: 6.5; Variable O&M cost 2010: 0; Variable O&M cost 2015: 0; Variable O&M cost 2020: 0; Variable O&M cost 2025: 0; Variable O&M cost 2030: 0; Variable O&M cost 2035: 0; Variable O&M cost 2040: 0; Variable O&M cost 2045: 0; Variable O&M cost 2050: 0; Load change cost 2010: 0; Load change cost 2015: 0; Load change cost 2020: 0; Load change cost 2025: 0; Load change cost 2030: 0; Load change cost 2035: 0; Load change cost 2040: 0; Load change cost 2045: 0; Load change cost 2050: 0; Technical lifetime 2010: 40; Technical lifetime 2015: 40; Technical lifetime 2020: 40; Technical lifetime 2025: 40; Technical lifetime 2030: 40; Technical lifetime 2035: 40; Technical lifetime 2040: 40; Technical lifetime 2045: 40; Technical lifetime 2050: 40; Economic lifetime 2010: 30; Depreciation Factor 2015: 100; Depreciation Factor 2020: 91.6177; Depreciation Factor 2025: 77.5317; Depreciation Factor 2030: 59.5308; Depreciation Factor 2035: 38.334; Depreciation Factor 2040: 14.3662; Depreciation Factor 2045: 0.0001; Depreciation Factor 2050: 0.0001 | 0.5
F2H DH oil | Oil | Efficiency 2010: 93%; Efficiency 2015: 93%; Efficiency 2020: 95%; Efficiency 2025: 95%; Efficiency 2030: 95%; Efficiency 2035: 95%; Efficiency 2040: 95%; Efficiency 2045: 95%; Efficiency 2050: 95%; Availability 2010: 100%; Availability 2015: 100%; Availability 2020: 100%; Availability 2025: 100%; Availability 2030: 100%; Availability 2035: 100%; Availability 2040: 100%; Availability 2045: 100%; Availability 2050: 100%; Ramping up 2010: 100%; Ramping up 2015: 100%; Ramping up 2020: 100%; Ramping up 2025: 100%; Ramping up 2030: 100%; Ramping up 2035: 100%; Ramping up 2040: 100%; Ramping up 2045: 100%; Ramping up 2050: 100%; Ramping down 2010: 100%; Ramping down 2015: 100%; Ramping down 2020: 100%; Ramping down 2025: 100%; Ramping down 2030: 100%; Ramping down 2035: 100%; Ramping down 2040: 100%; Ramping down 2045: 100%; Ramping down 2050: 100%; Carbon sequestration ratio 2010: 0%; Carbon emission ratio 2010: 100%; Investment 2010: 156; Investment 2015: 156; Investment 2020: 156; Investment 2025: 156; Investment 2030: 156; Investment 2035: 156; Investment 2040: 156; Investment 2045: 156; Investment 2050: 156; Fixed O&M cost 2010: 7.8; Fixed O&M cost 2015: 7.8; Fixed O&M cost 2020: 7.8; Fixed O&M cost 2025: 7.8; Fixed O&M cost 2030: 7.8; Fixed O&M cost 2035: 7.8; Fixed O&M cost 2040: 7.8; Fixed O&M cost 2045: 7.8; Fixed O&M cost 2050: 7.8; Variable O&M cost 2010: 0; Variable O&M cost 2015: 0; Variable O&M cost 2020: 0; Variable O&M cost 2025: 0; Variable O&M cost 2030: 0; Variable O&M cost 2035: 0; Variable O&M cost 2040: 0; Variable O&M cost 2045: 0; Variable O&M cost 2050: 0; Load change cost 2010: 0; Load change cost 2015: 0; Load change cost 2020: 0; Load change cost 2025: 0; Load change cost 2030: 0; Load change cost 2035: 0; Load change cost 2040: 0; Load change cost 2045: 0; Load change cost 2050: 0; Technical lifetime 2010: 40; Technical lifetime 2015: 40; Technical lifetime 2020: 40; Technical lifetime 2025: 40; Technical lifetime 2030: 40; Technical lifetime 2035: 40; Technical lifetime 2040: 40; Technical lifetime 2045: 40; Technical lifetime 2050: 40; Economic lifetime 2010: 30; Depreciation Factor 2015: 100; Depreciation Factor 2020: 91.6177; Depreciation Factor 2025: 77.5317; Depreciation Factor 2030: 59.5308; Depreciation Factor 2035: 38.334; Depreciation Factor 2040: 14.3662; Depreciation Factor 2045: 0.0001; Depreciation Factor 2050: 0.0001 | 0.5
F2H DH coal | Hard Coal | Efficiency 2010: 90%; Efficiency 2015: 90%; Efficiency 2020: 90%; Efficiency 2025: 90%; Efficiency 2030: 90%; Efficiency 2035: 90%; Efficiency 2040: 90%; Efficiency 2045: 90%; Efficiency 2050: 90%; Availability 2010: 100%; Availability 2015: 100%; Availability 2020: 100%; Availability 2025: 100%; Availability 2030: 100%; Availability 2035: 100%; Availability 2040: 100%; Availability 2045: 100%; Availability 2050: 100%; Ramping up 2010: 100%; Ramping up 2015: 100%; Ramping up 2020: 100%; Ramping up 2025: 100%; Ramping up 2030: 100%; Ramping up 2035: 100%; Ramping up 2040: 100%; Ramping up 2045: 100%; Ramping up 2050: 100%; Ramping down 2010: 100%; Ramping down 2015: 100%; Ramping down 2020: 100%; Ramping down 2025: 100%; Ramping down 2030: 100%; Ramping down 2035: 100%; Ramping down 2040: 100%; Ramping down 2045: 100%; Ramping down 2050: 100%; Carbon sequestration ratio 2010: 0%; Carbon emission ratio 2010: 100%; Investment 2010: 294; Investment 2015: 294; Investment 2020: 294; Investment 2025: 294; Investment 2030: 294; Investment 2035: 294; Investment 2040: 294; Investment 2045: 294; Investment 2050: 294; Fixed O&M cost 2010: 14.7; Fixed O&M cost 2015: 14.7; Fixed O&M cost 2020: 14.7; Fixed O&M cost 2025: 14.7; Fixed O&M cost 2030: 14.7; Fixed O&M cost 2035: 14.7; Fixed O&M cost 2040: 14.7; Fixed O&M cost 2045: 14.7; Fixed O&M cost 2050: 14.7; Variable O&M cost 2010: 0; Variable O&M cost 2015: 0; Variable O&M cost 2020: 0; Variable O&M cost 2025: 0; Variable O&M cost 2030: 0; Variable O&M cost 2035: 0; Variable O&M cost 2040: 0; Variable O&M cost 2045: 0; Variable O&M cost 2050: 0; Load change cost 2010: 0; Load change cost 2015: 0; Load change cost 2020: 0; Load change cost 2025: 0; Load change cost 2030: 0; Load change cost 2035: 0; Load change cost 2040: 0; Load change cost 2045: 0; Load change cost 2050: 0; Technical lifetime 2010: 40; Technical lifetime 2015: 40; Technical lifetime 2020: 40; Technical lifetime 2025: 40; Technical lifetime 2030: 40; Technical lifetime 2035: 40; Technical lifetime 2040: 40; Technical lifetime 2045: 40; Technical lifetime 2050: 40; Economic lifetime 2010: 30; Depreciation Factor 2015: 100; Depreciation Factor 2020: 91.6177; Depreciation Factor 2025: 77.5317; Depreciation Factor 2030: 59.5308; Depreciation Factor 2035: 38.334; Depreciation Factor 2040: 14.3662; Depreciation Factor 2045: 0.0001; Depreciation Factor 2050: 0.0001 | 0.5
F2H DH lignite | Lignite | Efficiency 2010: 88%; Efficiency 2015: 88%; Efficiency 2020: 88%; Efficiency 2025: 88%; Efficiency 2030: 88%; Efficiency 2035: 88%; Efficiency 2040: 88%; Efficiency 2045: 88%; Efficiency 2050: 88%; Availability 2010: 100%; Availability 2015: 100%; Availability 2020: 100%; Availability 2025: 100%; Availability 2030: 100%; Availability 2035: 100%; Availability 2040: 100%; Availability 2045: 100%; Availability 2050: 100%; Ramping up 2010: 100%; Ramping up 2015: 100%; Ramping up 2020: 100%; Ramping up 2025: 100%; Ramping up 2030: 100%; Ramping up 2035: 100%; Ramping up 2040: 100%; Ramping up 2045: 100%; Ramping up 2050: 100%; Ramping down 2010: 100%; Ramping down 2015: 100%; Ramping down 2020: 100%; Ramping down 2025: 100%; Ramping down 2030: 100%; Ramping down 2035: 100%; Ramping down 2040: 100%; Ramping down 2045: 100%; Ramping down 2050: 100%; Carbon sequestration ratio 2010: 0%; Carbon emission ratio 2010: 100%; Investment 2010: 343; Investment 2015: 343; Investment 2020: 343; Investment 2025: 343; Investment 2030: 343; Investment 2035: 343; Investment 2040: 343; Investment 2045: 343; Investment 2050: 343; Fixed O&M cost 2010: 17.15; Fixed O&M cost 2015: 17.15; Fixed O&M cost 2020: 17.15; Fixed O&M cost 2025: 17.15; Fixed O&M cost 2030: 17.15; Fixed O&M cost 2035: 17.15; Fixed O&M cost 2040: 17.15; Fixed O&M cost 2045: 17.15; Fixed O&M cost 2050: 17.15; Variable O&M cost 2010: 0; Variable O&M cost 2015: 0; Variable O&M cost 2020: 0; Variable O&M cost 2025: 0; Variable O&M cost 2030: 0; Variable O&M cost 2035: 0; Variable O&M cost 2040: 0; Variable O&M cost 2045: 0; Variable O&M cost 2050: 0; Load change cost 2010: 0; Load change cost 2015: 0; Load change cost 2020: 0; Load change cost 2025: 0; Load change cost 2030: 0; Load change cost 2035: 0; Load change cost 2040: 0; Load change cost 2045: 0; Load change cost 2050: 0; Technical lifetime 2010: 40; Technical lifetime 2015: 40; Technical lifetime 2020: 40; Technical lifetime 2025: 40; Technical lifetime 2030: 40; Technical lifetime 2035: 40; Technical lifetime 2040: 40; Technical lifetime 2045: 40; Technical lifetime 2050: 40; Economic lifetime 2010: 30; Depreciation Factor 2015: 100; Depreciation Factor 2020: 91.6177; Depreciation Factor 2025: 77.5317; Depreciation Factor 2030: 59.5308; Depreciation Factor 2035: 38.334; Depreciation Factor 2040: 14.3662; Depreciation Factor 2045: 0.0001; Depreciation Factor 2050: 0.0001 | 0.5
F2H DH biomass | Biomass | Efficiency 2010: 86%; Efficiency 2015: 86%; Efficiency 2020: 86%; Efficiency 2025: 86%; Efficiency 2030: 86%; Efficiency 2035: 86%; Efficiency 2040: 86%; Efficiency 2045: 86%; Efficiency 2050: 86%; Availability 2010: 100%; Availability 2015: 100%; Availability 2020: 100%; Availability 2025: 100%; Availability 2030: 100%; Availability 2035: 100%; Availability 2040: 100%; Availability 2045: 100%; Availability 2050: 100%; Ramping up 2010: 100%; Ramping up 2015: 100%; Ramping up 2020: 100%; Ramping up 2025: 100%; Ramping up 2030: 100%; Ramping up 2035: 100%; Ramping up 2040: 100%; Ramping up 2045: 100%; Ramping up 2050: 100%; Ramping down 2010: 100%; Ramping down 2015: 100%; Ramping down 2020: 100%; Ramping down 2025: 100%; Ramping down 2030: 100%; Ramping down 2035: 100%; Ramping down 2040: 100%; Ramping down 2045: 100%; Ramping down 2050: 100%; Carbon sequestration ratio 2010: 0%; Carbon emission ratio 2010: 0%; Investment 2010: 490; Investment 2015: 490; Investment 2020: 490; Investment 2025: 490; Investment 2030: 490; Investment 2035: 490; Investment 2040: 490; Investment 2045: 490; Investment 2050: 490; Fixed O&M cost 2010: 24.5; Fixed O&M cost 2015: 24.5; Fixed O&M cost 2020: 24.5; Fixed O&M cost 2025: 24.5; Fixed O&M cost 2030: 24.5; Fixed O&M cost 2035: 24.5; Fixed O&M cost 2040: 24.5; Fixed O&M cost 2045: 24.5; Fixed O&M cost 2050: 24.5; Variable O&M cost 2010: 0; Variable O&M cost 2015: 0; Variable O&M cost 2020: 0; Variable O&M cost 2025: 0; Variable O&M cost 2030: 0; Variable O&M cost 2035: 0; Variable O&M cost 2040: 0; Variable O&M cost 2045: 0; Variable O&M cost 2050: 0; Load change cost 2010: 0; Load change cost 2015: 0; Load change cost 2020: 0; Load change cost 2025: 0; Load change cost 2030: 0; Load change cost 2035: 0; Load change cost 2040: 0; Load change cost 2045: 0; Load change cost 2050: 0; Technical lifetime 2010: 40; Technical lifetime 2015: 40; Technical lifetime 2020: 40; Technical lifetime 2025: 40; Technical lifetime 2030: 40; Technical lifetime 2035: 40; Technical lifetime 2040: 40; Technical lifetime 2045: 40; Technical lifetime 2050: 40; Economic lifetime 2010: 30; Depreciation Factor 2015: 100; Depreciation Factor 2020: 91.6177; Depreciation Factor 2025: 77.5317; Depreciation Factor 2030: 59.5308; Depreciation Factor 2035: 38.334; Depreciation Factor 2040: 14.3662; Depreciation Factor 2045: 0.0001; Depreciation Factor 2050: 0.0001 | 0.5
F2H DH waste | Waste | Efficiency 2010: 86%; Efficiency 2015: 86%; Efficiency 2020: 86%; Efficiency 2025: 86%; Efficiency 2030: 86%; Efficiency 2035: 86%; Efficiency 2040: 86%; Efficiency 2045: 86%; Efficiency 2050: 86%; Availability 2010: 100%; Availability 2015: 100%; Availability 2020: 100%; Availability 2025: 100%; Availability 2030: 100%; Availability 2035: 100%; Availability 2040: 100%; Availability 2045: 100%; Availability 2050: 100%; Ramping up 2010: 100%; Ramping up 2015: 100%; Ramping up 2020: 100%; Ramping up 2025: 100%; Ramping up 2030: 100%; Ramping up 2035: 100%; Ramping up 2040: 100%; Ramping up 2045: 100%; Ramping up 2050: 100%; Ramping down 2010: 100%; Ramping down 2015: 100%; Ramping down 2020: 100%; Ramping down 2025: 100%; Ramping down 2030: 100%; Ramping down 2035: 100%; Ramping down 2040: 100%; Ramping down 2045: 100%; Ramping down 2050: 100%; Carbon sequestration ratio 2010: 0%; Carbon emission ratio 2010: 100%; Investment 2010: 490; Investment 2015: 490; Investment 2020: 490; Investment 2025: 490; Investment 2030: 490; Investment 2035: 490; Investment 2040: 490; Investment 2045: 490; Investment 2050: 490; Fixed O&M cost 2010: 24.5; Fixed O&M cost 2015: 24.5; Fixed O&M cost 2020: 24.5; Fixed O&M cost 2025: 24.5; Fixed O&M cost 2030: 24.5; Fixed O&M cost 2035: 24.5; Fixed O&M cost 2040: 24.5; Fixed O&M cost 2045: 24.5; Fixed O&M cost 2050: 24.5; Variable O&M cost 2010: 0; Variable O&M cost 2015: 0; Variable O&M cost 2020: 0; Variable O&M cost 2025: 0; Variable O&M cost 2030: 0; Variable O&M cost 2035: 0; Variable O&M cost 2040: 0; Variable O&M cost 2045: 0; Variable O&M cost 2050: 0; Load change cost 2010: 0; Load change cost 2015: 0; Load change cost 2020: 0; Load change cost 2025: 0; Load change cost 2030: 0; Load change cost 2035: 0; Load change cost 2040: 0; Load change cost 2045: 0; Load change cost 2050: 0; Technical lifetime 2010: 40; Technical lifetime 2015: 40; Technical lifetime 2020: 40; Technical lifetime 2025: 40; Technical lifetime 2030: 40; Technical lifetime 2035: 40; Technical lifetime 2040: 40; Technical lifetime 2045: 40; Technical lifetime 2050: 40; Economic lifetime 2010: 30; Depreciation Factor 2015: 100; Depreciation Factor 2020: 91.6177; Depreciation Factor 2025: 77.5317; Depreciation Factor 2030: 59.5308; Depreciation Factor 2035: 38.334; Depreciation Factor 2040: 14.3662; Depreciation Factor 2045: 0.0001; Depreciation Factor 2050: 0.0001 | 0.5
EB DH | Power | Efficiency 2010: 99%; Efficiency 2015: 99%; Efficiency 2020: 99%; Efficiency 2025: 99%; Efficiency 2030: 99%; Efficiency 2035: 99%; Efficiency 2040: 99%; Efficiency 2045: 99%; Efficiency 2050: 99%; Availability 2010: 100%; Availability 2015: 100%; Availability 2020: 100%; Availability 2025: 100%; Availability 2030: 100%; Availability 2035: 100%; Availability 2040: 100%; Availability 2045: 100%; Availability 2050: 100%; Ramping up 2010: 100%; Ramping up 2015: 100%; Ramping up 2020: 100%; Ramping up 2025: 100%; Ramping up 2030: 100%; Ramping up 2035: 100%; Ramping up 2040: 100%; Ramping up 2045: 100%; Ramping up 2050: 100%; Ramping down 2010: 100%; Ramping down 2015: 100%; Ramping down 2020: 100%; Ramping down 2025: 100%; Ramping down 2030: 100%; Ramping down 2035: 100%; Ramping down 2040: 100%; Ramping down 2045: 100%; Ramping down 2050: 100%; Carbon sequestration ratio 2010: 0%; Investment 2010: 202.0202; Investment 2015: 202.0202; Investment 2020: 202.0202; Investment 2025: 202.0202; Investment 2030: 202.0202; Investment 2035: 202.0202; Investment 2040: 202.0202; Investment 2045: 202.0202; Investment 2050: 202.0202; Fixed O&M cost 2010: 0; Fixed O&M cost 2015: 0; Fixed O&M cost 2020: 0; Fixed O&M cost 2025: 0; Fixed O&M cost 2030: 0; Fixed O&M cost 2035: 0; Fixed O&M cost 2040: 0; Fixed O&M cost 2045: 0; Fixed O&M cost 2050: 0; Variable O&M cost 2010: 0; Variable O&M cost 2015: 0; Variable O&M cost 2020: 0; Variable O&M cost 2025: 0; Variable O&M cost 2030: 0; Variable O&M cost 2035: 0; Variable O&M cost 2040: 0; Variable O&M cost 2045: 0; Variable O&M cost 2050: 0; Load change cost 2010: 0; Load change cost 2015: 0; Load change cost 2020: 0; Load change cost 2025: 0; Load change cost 2030: 0; Load change cost 2035: 0; Load change cost 2040: 0; Load change cost 2045: 0; Load change cost 2050: 0; Technical lifetime 2010: 40; Technical lifetime 2015: 40; Technical lifetime 2020: 40; Technical lifetime 2025: 40; Technical lifetime 2030: 40; Technical lifetime 2035: 40; Technical lifetime 2040: 40; Technical lifetime 2045: 40; Technical lifetime 2050: 40; Economic lifetime 2010: 30; Depreciation Factor 2015: 100; Depreciation Factor 2020: 91.6177; Depreciation Factor 2025: 77.5317; Depreciation Factor 2030: 59.5308; Depreciation Factor 2035: 38.334; Depreciation Factor 2040: 14.3662; Depreciation Factor 2045: 0.0001; Depreciation Factor 2050: 0.0001 | 0.5
HP GS DH power | Power | Efficiency 2010: 100%; Efficiency 2015: 100%; Efficiency 2020: 100%; Efficiency 2025: 100%; Efficiency 2030: 100%; Efficiency 2035: 100%; Efficiency 2040: 100%; Efficiency 2045: 100%; Efficiency 2050: 100%; Availability 2010: 100%; Availability 2015: 100%; Availability 2020: 100%; Availability 2025: 100%; Availability 2030: 100%; Availability 2035: 100%; Availability 2040: 100%; Availability 2045: 100%; Availability 2050: 100%; Ramping up 2010: 100%; Ramping up 2015: 100%; Ramping up 2020: 100%; Ramping up 2025: 100%; Ramping up 2030: 100%; Ramping up 2035: 100%; Ramping up 2040: 100%; Ramping up 2045: 100%; Ramping up 2050: 100%; Ramping down 2010: 100%; Ramping down 2015: 100%; Ramping down 2020: 100%; Ramping down 2025: 100%; Ramping down 2030: 100%; Ramping down 2035: 100%; Ramping down 2040: 100%; Ramping down 2045: 100%; Ramping down 2050: 100%; Carbon sequestration ratio 2010: 0%; Investment 2010: 2491.7333; Investment 2015: 2908.8; Investment 2020: 2766.2399; Investment 2025: 2630.6666; Investment 2030: 2501.7377; Investment 2035: 2379.1277; Investment 2040: 2262.5268; Investment 2045: 2151.6404; Investment 2050: 2046.1887; Fixed O&M cost 2010: 124.5867; Fixed O&M cost 2015: 145.44; Fixed O&M cost 2020: 138.312; Fixed O&M cost 2025: 131.5333; Fixed O&M cost 2030: 125.0869; Fixed O&M cost 2035: 118.9564; Fixed O&M cost 2040: 113.1263; Fixed O&M cost 2045: 107.582; Fixed O&M cost 2050: 102.3094; Variable O&M cost 2010: 0; Variable O&M cost 2015: 0; Variable O&M cost 2020: 0; Variable O&M cost 2025: 0; Variable O&M cost 2030: 0; Variable O&M cost 2035: 0; Variable O&M cost 2040: 0; Variable O&M cost 2045: 0; Variable O&M cost 2050: 0; Load change cost 2010: 0; Load change cost 2015: 0; Load change cost 2020: 0; Load change cost 2025: 0; Load change cost 2030: 0; Load change cost 2035: 0; Load change cost 2040: 0; Load change cost 2045: 0; Load change cost 2050: 0; Technical lifetime 2010: 40; Technical lifetime 2015: 40; Technical lifetime 2020: 40; Technical lifetime 2025: 40; Technical lifetime 2030: 40; Technical lifetime 2035: 40; Technical lifetime 2040: 40; Technical lifetime 2045: 40; Technical lifetime 2050: 40; Economic lifetime 2010: 30; Electric Heat Pump Quality Grade 2010: 0.45; Electric Heat Pump Quality Grade 2015: 0.46829; Electric Heat Pump Quality Grade 2020: 0.48732; Electric Heat Pump Quality Grade 2025: 0.50713; Electric Heat Pump Quality Grade 2030: 0.52774; Electric Heat Pump Quality Grade 2035: 0.54919; Electric Heat Pump Quality Grade 2040: 0.57152; Electric Heat Pump Quality Grade 2045: 0.59475; Electric Heat Pump Quality Grade 2050: 0.61892
HS DH | Storage | Efficiency 2010: 95%; Efficiency 2015: 95%; Efficiency 2020: 95%; Efficiency 2025: 95%; Efficiency 2030: 95%; Efficiency 2035: 95%; Efficiency 2040: 95%; Efficiency 2045: 95%; Efficiency 2050: 95%; Availability 2010: 100%; Availability 2015: 100%; Availability 2020: 100%; Availability 2025: 100%; Availability 2030: 100%; Availability 2035: 100%; Availability 2040: 100%; Availability 2045: 100%; Availability 2050: 100%; Ramping up 2010: 100%; Ramping up 2015: 100%; Ramping up 2020: 100%; Ramping up 2025: 100%; Ramping up 2030: 100%; Ramping up 2035: 100%; Ramping up 2040: 100%; Ramping up 2045: 100%; Ramping up 2050: 100%; Ramping down 2010: 100%; Ramping down 2015: 100%; Ramping down 2020: 100%; Ramping down 2025: 100%; Ramping down 2030: 100%; Ramping down 2035: 100%; Ramping down 2040: 100%; Ramping down 2045: 100%; Ramping down 2050: 100%; Carbon sequestration ratio 2010: 0%; Investment 2010: 900; Investment 2015: 900; Investment 2020: 900; Investment 2025: 900; Investment 2030: 900; Investment 2035: 900; Investment 2040: 900; Investment 2045: 900; Investment 2050: 900; Fixed O&M cost 2010: 18; Fixed O&M cost 2015: 18; Fixed O&M cost 2020: 18; Fixed O&M cost 2025: 18; Fixed O&M cost 2030: 18; Fixed O&M cost 2035: 18; Fixed O&M cost 2040: 18; Fixed O&M cost 2045: 18; Fixed O&M cost 2050: 18; Technical lifetime 2010: 40; Technical lifetime 2015: 40; Technical lifetime 2020: 40; Technical lifetime 2025: 40; Technical lifetime 2030: 40; Technical lifetime 2035: 40; Technical lifetime 2040: 40; Technical lifetime 2045: 40; Technical lifetime 2050: 40; Economic lifetime 2010: 30; Storage Investment 2010: 9; Storage Investment 2015: 9; Storage Investment 2020: 9; Storage Investment 2025: 9; Storage Investment 2030: 9; Storage Investment 2035: 9; Storage Investment 2040: 9; Storage Investment 2045: 9; Storage Investment 2050: 9
HS IH | Storage | Efficiency 2010: 85%; Efficiency 2015: 85%; Efficiency 2020: 85%; Efficiency 2025: 85%; Efficiency 2030: 85%; Efficiency 2035: 85%; Efficiency 2040: 85%; Efficiency 2045: 85%; Efficiency 2050: 85%; Availability 2010: 100%; Availability 2015: 100%; Availability 2020: 100%; Availability 2025: 100%; Availability 2030: 100%; Availability 2035: 100%; Availability 2040: 100%; Availability 2045: 100%; Availability 2050: 100%; Ramping up 2010: 100%; Ramping up 2015: 100%; Ramping up 2020: 100%; Ramping up 2025: 100%; Ramping up 2030: 100%; Ramping up 2035: 100%; Ramping up 2040: 100%; Ramping up 2045: 100%; Ramping up 2050: 100%; Ramping down 2010: 100%; Ramping down 2015: 100%; Ramping down 2020: 100%; Ramping down 2025: 100%; Ramping down 2030: 100%; Ramping down 2035: 100%; Ramping down 2040: 100%; Ramping down 2045: 100%; Ramping down 2050: 100%; Carbon sequestration ratio 2010: 0%; Technical lifetime 2010: 25; Technical lifetime 2015: 25; Technical lifetime 2020: 25; Technical lifetime 2025: 25; Technical lifetime 2030: 25; Technical lifetime 2035: 25; Technical lifetime 2040: 25; Technical lifetime 2045: 25; Technical lifetime 2050: 25; Economic lifetime 2010: 20; Storage Investment 2010: 10; Storage Investment 2015: 10; Storage Investment 2020: 10; Storage Investment 2025: 10; Storage Investment 2030: 10; Storage Investment 2035: 10; Storage Investment 2040: 10; Storage Investment 2045: 10; Storage Investment 2050: 10
Hybrid2H IH gas | Gas | Efficiency 2010: 105%; Efficiency 2015: 105%; Efficiency 2020: 105%; Efficiency 2025: 105%; Efficiency 2030: 105%; Efficiency 2035: 105%; Efficiency 2040: 105%; Efficiency 2045: 105%; Efficiency 2050: 105%; Availability 2010: 100%; Availability 2015: 100%; Availability 2020: 100%; Availability 2025: 100%; Availability 2030: 100%; Availability 2035: 100%; Availability 2040: 100%; Availability 2045: 100%; Availability 2050: 100%; Ramping up 2010: 100%; Ramping up 2015: 100%; Ramping up 2020: 100%; Ramping up 2025: 100%; Ramping up 2030: 100%; Ramping up 2035: 100%; Ramping up 2040: 100%; Ramping up 2045: 100%; Ramping up 2050: 100%; Ramping down 2010: 100%; Ramping down 2015: 100%; Ramping down 2020: 100%; Ramping down 2025: 100%; Ramping down 2030: 100%; Ramping down 2035: 100%; Ramping down 2040: 100%; Ramping down 2045: 100%; Ramping down 2050: 100%; Carbon sequestration ratio 2010: 0%; Carbon emission ratio 2010: 100%; Investment 2010: 456.63; Investment 2015: 437.76; Investment 2020: 416.3054; Investment 2025: 395.9023; Investment 2030: 376.4991; Investment 2035: 358.0469; Investment 2040: 340.4991; Investment 2045: 323.8112; Investment 2050: 307.9413; Fixed O&M cost 2010: 21.3333; Fixed O&M cost 2015: 21.3333; Fixed O&M cost 2020: 21.3333; Fixed O&M cost 2025: 21.3333; Fixed O&M cost 2030: 21.3333; Fixed O&M cost 2035: 21.3333; Fixed O&M cost 2040: 21.3333; Fixed O&M cost 2045: 21.3333; Fixed O&M cost 2050: 21.3333; Variable O&M cost 2010: 0; Variable O&M cost 2015: 0; Variable O&M cost 2020: 0; Variable O&M cost 2025: 0; Variable O&M cost 2030: 0; Variable O&M cost 2035: 0; Variable O&M cost 2040: 0; Variable O&M cost 2045: 0; Variable O&M cost 2050: 0; Load change cost 2010: 0; Load change cost 2015: 0; Load change cost 2020: 0; Load change cost 2025: 0; Load change cost 2030: 0; Load change cost 2035: 0; Load change cost 2040: 0; Load change cost 2045: 0; Load change cost 2050: 0; Technical lifetime 2010: 25; Technical lifetime 2015: 25; Technical lifetime 2020: 25; Technical lifetime 2025: 25; Technical lifetime 2030: 25; Technical lifetime 2035: 25; Technical lifetime 2040: 25; Technical lifetime 2045: 25; Technical lifetime 2050: 25; Economic lifetime 2010: 20; Fuel Price IH 2010: 24.2731; Fuel Price IH 2015: 18.5358; Fuel Price IH 2020: 25.5971; Fuel Price IH 2025: 27.3624; Fuel Price IH 2030: 28.6864; Fuel Price IH 2035: 30.0104; Fuel Price IH 2040: 31.7757; Fuel Price IH 2045: 33.0997; Fuel Price IH 2050: 33.0997
Solar2Heat IH 1 | Sun | Efficiency 2010: 100%; Efficiency 2015: 100%; Efficiency 2020: 100%; Efficiency 2025: 100%; Efficiency 2030: 100%; Efficiency 2035: 100%; Efficiency 2040: 100%; Efficiency 2045: 100%; Efficiency 2050: 100%; Availability 2010: 100%; Availability 2015: 100%; Availability 2020: 100%; Availability 2025: 100%; Availability 2030: 100%; Availability 2035: 100%; Availability 2040: 100%; Availability 2045: 100%; Availability 2050: 100%; Ramping up 2010: 100%; Ramping up 2015: 100%; Ramping up 2020: 100%; Ramping up 2025: 100%; Ramping up 2030: 100%; Ramping up 2035: 100%; Ramping up 2040: 100%; Ramping up 2045: 100%; Ramping up 2050: 100%; Ramping down 2010: 100%; Ramping down 2015: 100%; Ramping down 2020: 100%; Ramping down 2025: 100%; Ramping down 2030: 100%; Ramping down 2035: 100%; Ramping down 2040: 100%; Ramping down 2045: 100%; Ramping down 2050: 100%; Carbon sequestration ratio 2010: 0%; Investment 2010: 1173.3333; Investment 2015: 1173.3333; Investment 2020: 1087.934; Investment 2025: 1008.7504; Investment 2030: 935.33; Investment 2035: 867.2534; Investment 2040: 804.1317; Investment 2045: 745.6042; Investment 2050: 691.3365; Fixed O&M cost 2010: 5.12; Fixed O&M cost 2015: 5.12; Fixed O&M cost 2020: 5.12; Fixed O&M cost 2025: 5.12; Fixed O&M cost 2030: 5.12; Fixed O&M cost 2035: 5.12; Fixed O&M cost 2040: 5.12; Fixed O&M cost 2045: 5.12; Fixed O&M cost 2050: 5.12; Variable O&M cost 2010: 0; Variable O&M cost 2015: 0; Variable O&M cost 2020: 0; Variable O&M cost 2025: 0; Variable O&M cost 2030: 0; Variable O&M cost 2035: 0; Variable O&M cost 2040: 0; Variable O&M cost 2045: 0; Variable O&M cost 2050: 0; Load change cost 2010: 0; Load change cost 2015: 0; Load change cost 2020: 0; Load change cost 2025: 0; Load change cost 2030: 0; Load change cost 2035: 0; Load change cost 2040: 0; Load change cost 2045: 0; Load change cost 2050: 0; Technical lifetime 2010: 25; Technical lifetime 2015: 25; Technical lifetime 2020: 25; Technical lifetime 2025: 25; Technical lifetime 2030: 25; Technical lifetime 2035: 25; Technical lifetime 2040: 25; Technical lifetime 2045: 25; Technical lifetime 2050: 25; Economic lifetime 2010: 20; Depreciation Factor 2015: 100; Depreciation Factor 2020: 91.0394; Depreciation Factor 2025: 75.0807; Depreciation Factor 2030: 54.0845; Depreciation Factor 2035: 28.8734; Depreciation Factor 2040: 0.0001; Depreciation Factor 2045: 0.0001; Depreciation Factor 2050: 0.0001 | 0.56
Solar2Heat IH 2 | Sun | Efficiency 2010: 100%; Efficiency 2015: 100%; Efficiency 2020: 100%; Efficiency 2025: 100%; Efficiency 2030: 100%; Efficiency 2035: 100%; Efficiency 2040: 100%; Efficiency 2045: 100%; Efficiency 2050: 100%; Availability 2010: 100%; Availability 2015: 100%; Availability 2020: 100%; Availability 2025: 100%; Availability 2030: 100%; Availability 2035: 100%; Availability 2040: 100%; Availability 2045: 100%; Availability 2050: 100%; Ramping up 2010: 100%; Ramping up 2015: 100%; Ramping up 2020: 100%; Ramping up 2025: 100%; Ramping up 2030: 100%; Ramping up 2035: 100%; Ramping up 2040: 100%; Ramping up 2045: 100%; Ramping up 2050: 100%; Ramping down 2010: 100%; Ramping down 2015: 100%; Ramping down 2020: 100%; Ramping down 2025: 100%; Ramping down 2030: 100%; Ramping down 2035: 100%; Ramping down 2040: 100%; Ramping down 2045: 100%; Ramping down 2050: 100%; Carbon sequestration ratio 2010: 0%; Investment 2010: 1173.3333; Investment 2015: 1173.3333; Investment 2020: 1087.934; Investment 2025: 1008.7504; Investment 2030: 935.33; Investment 2035: 867.2534; Investment 2040: 804.1317; Investment 2045: 745.6042; Investment 2050: 691.3365; Fixed O&M cost 2010: 5.12; Fixed O&M cost 2015: 5.12; Fixed O&M cost 2020: 5.12; Fixed O&M cost 2025: 5.12; Fixed O&M cost 2030: 5.12; Fixed O&M cost 2035: 5.12; Fixed O&M cost 2040: 5.12; Fixed O&M cost 2045: 5.12; Fixed O&M cost 2050: 5.12; Variable O&M cost 2010: 0; Variable O&M cost 2015: 0; Variable O&M cost 2020: 0; Variable O&M cost 2025: 0; Variable O&M cost 2030: 0; Variable O&M cost 2035: 0; Variable O&M cost 2040: 0; Variable O&M cost 2045: 0; Variable O&M cost 2050: 0; Load change cost 2010: 0; Load change cost 2015: 0; Load change cost 2020: 0; Load change cost 2025: 0; Load change cost 2030: 0; Load change cost 2035: 0; Load change cost 2040: 0; Load change cost 2045: 0; Load change cost 2050: 0; Technical lifetime 2010: 25; Technical lifetime 2015: 25; Technical lifetime 2020: 25; Technical lifetime 2025: 25; Technical lifetime 2030: 25; Technical lifetime 2035: 25; Technical lifetime 2040: 25; Technical lifetime 2045: 25; Technical lifetime 2050: 25; Economic lifetime 2010: 20; Depreciation Factor 2015: 100; Depreciation Factor 2020: 91.0394; Depreciation Factor 2025: 75.0807; Depreciation Factor 2030: 54.0845; Depreciation Factor 2035: 28.8734; Depreciation Factor 2040: 0.0001; Depreciation Factor 2045: 0.0001; Depreciation Factor 2050: 0.0001 | 0.56
Solar2Heat IH 3 | Sun | Efficiency 2010: 100%; Efficiency 2015: 100%; Efficiency 2020: 100%; Efficiency 2025: 100%; Efficiency 2030: 100%; Efficiency 2035: 100%; Efficiency 2040: 100%; Efficiency 2045: 100%; Efficiency 2050: 100%; Availability 2010: 100%; Availability 2015: 100%; Availability 2020: 100%; Availability 2025: 100%; Availability 2030: 100%; Availability 2035: 100%; Availability 2040: 100%; Availability 2045: 100%; Availability 2050: 100%; Ramping up 2010: 100%; Ramping up 2015: 100%; Ramping up 2020: 100%; Ramping up 2025: 100%; Ramping up 2030: 100%; Ramping up 2035: 100%; Ramping up 2040: 100%; Ramping up 2045: 100%; Ramping up 2050: 100%; Ramping down 2010: 100%; Ramping down 2015: 100%; Ramping down 2020: 100%; Ramping down 2025: 100%; Ramping down 2030: 100%; Ramping down 2035: 100%; Ramping down 2040: 100%; Ramping down 2045: 100%; Ramping down 2050: 100%; Carbon sequestration ratio 2010: 0%; Investment 2010: 1173.3333; Investment 2015: 1173.3333; Investment 2020: 1087.934; Investment 2025: 1008.7504; Investment 2030: 935.33; Investment 2035: 867.2534; Investment 2040: 804.1317; Investment 2045: 745.6042; Investment 2050: 691.3365; Fixed O&M cost 2010: 5.12; Fixed O&M cost 2015: 5.12; Fixed O&M cost 2020: 5.12; Fixed O&M cost 2025: 5.12; Fixed O&M cost 2030: 5.12; Fixed O&M cost 2035: 5.12; Fixed O&M cost 2040: 5.12; Fixed O&M cost 2045: 5.12; Fixed O&M cost 2050: 5.12; Variable O&M cost 2010: 0; Variable O&M cost 2015: 0; Variable O&M cost 2020: 0; Variable O&M cost 2025: 0; Variable O&M cost 2030: 0; Variable O&M cost 2035: 0; Variable O&M cost 2040: 0; Variable O&M cost 2045: 0; Variable O&M cost 2050: 0; Load change cost 2010: 0; Load change cost 2015: 0; Load change cost 2020: 0; Load change cost 2025: 0; Load change cost 2030: 0; Load change cost 2035: 0; Load change cost 2040: 0; Load change cost 2045: 0; Load change cost 2050: 0; Technical lifetime 2010: 25; Technical lifetime 2015: 25; Technical lifetime 2020: 25; Technical lifetime 2025: 25; Technical lifetime 2030: 25; Technical lifetime 2035: 25; Technical lifetime 2040: 25; Technical lifetime 2045: 25; Technical lifetime 2050: 25; Economic lifetime 2010: 20; Depreciation Factor 2015: 100; Depreciation Factor 2020: 91.0394; Depreciation Factor 2025: 75.0807; Depreciation Factor 2030: 54.0845; Depreciation Factor 2035: 28.8734; Depreciation Factor 2040: 0.0001; Depreciation Factor 2045: 0.0001; Depreciation Factor 2050: 0.0001 | 0.56
Note on L2: Friedrich Kunz: in %
Note on U2: Friedrich Kunz: in % per minute
Note on AD2: Friedrich Kunz: in % per minute
Note on AO2: Kunz, Friedrich: in EUR/kW
Note on AX2: Kunz, Friedrich: in EUR/kW/year
Note on BG2: Kunz, Friedrich: in EUR/MWh
Note on BP2: Kunz, Friedrich: in EUR/MWh

## Country
Average Values [MW]
Country | Load | [8 empty] | Inflow | [8 empty] | CCSSTORAGE
| 2010 | 2015 | 2020 | 2025 | 2030 | 2035 | 2040 | 2045 | 2050 | 2010 | 2015 | 2020 | 2025 | 2030 | 2035 | 2040 | 2045 | 2050 | 2010 | 2015 | 2020 | 2025 | 2030 | 2035 | 2040 | 2045 | 2050
AL | 0 | 598.159 | 662.0776 | 686.242 | 757.9422 | 771.2702 | 785.7482 | 802.8907 | 821.4818 | 0 | 0 | 0 | 0 | 0 | 0 | 0 | 0 | 0 | 0 | 0 | 0 | 0 | 0 | 0 | 0 | 0 | 0
AT | 0 | 8026.0274 | 8783.6758 | 9580.8219 | 8592.7359 | 8857.8399 | 9071.6648 | 8925.4685 | 8686.2634 | 1494.7489 | 1494.7489 | 1494.7489 | 1494.7489 | 1494.7489 | 1494.7489 | 1494.7489 | 1494.7489 | 1494.7489 | 0 | 0 | 0 | 0 | 0 | 0 | 0 | 0 | 0
BA | 0 | 1503.0822 | 1708.9041 | 1942.9224 | 1220.791 | 1242.258 | 1265.5771 | 1293.188 | 1323.132 | 0 | 0 | 0 | 0 | 0 | 0 | 0 | 0 | 0 | 0 | 0 | 0 | 0 | 0 | 0 | 0 | 0 | 0
BE | 0 | 10309.0183 | 11326.2557 | 11963.1279 | 11931.4911 | 12154.5079 | 12026.5311 | 11627.5566 | 11304.4078 | 0 | 0 | 0 | 0 | 0 | 0 | 0 | 0 | 0 | 0 | 0 | 0 | 0 | 0 | 0 | 0 | 0 | 0
BG | 0 | 4464.9543 | 4804.7945 | 5011.4155 | 3747.2872 | 3752.2691 | 3878.782 | 3868.3122 | 3921.8756 | 0 | 0 | 0 | 0 | 0 | 0 | 0 | 0 | 0 | 0 | 0 | 0 | 0 | 0 | 0 | 0 | 0 | 0
CH | 0 | 7352.1689 | 7920.4338 | 8532.5342 | 8701.4044 | 8969.8611 | 9186.3901 | 9038.3449 | 8796.1147 | 1974.4292 | 1974.4292 | 1974.4292 | 1974.4292 | 1974.4292 | 1974.4292 | 1974.4292 | 1974.4292 | 1974.4292 | 0 | 0 | 0 | 0 | 0 | 0 | 0 | 0 | 0
CZ | 0 | 7243.1507 | 7436.0731 | 7674.6575 | 9360.5911 | 9375.0639 | 9637.0055 | 9762.2855 | 9721.2116 | 0 | 0 | 0 | 0 | 0 | 0 | 0 | 0 | 0 | 0 | 0 | 0 | 0 | 0 | 0 | 0 | 0 | 0
DE | 0 | 62054.7945 | 64178.0822 | 64178.0822 | 69750.2239 | 68043.634 | 67406.7205 | 66461.5052 | 65571.2936 | 0.057078 | 0.057078 | 0.057078 | 0.057078 | 0.057078 | 0.057078 | 0.057078 | 0.057078 | 0.057078 | 600 | 600 | 600 | 600 | 600 | 600 | 600 | 600 | 600
DK | 0 | 4073.6301 | 4236.3014 | 4471.2329 | 4565.712 | 4618.8475 | 4652.605 | 4660.6811 | 4393.3624 | 0 | 0 | 0 | 0 | 0 | 0 | 0 | 0 | 0 | 1250 | 1250 | 1250 | 1250 | 1250 | 1250 | 1250 | 1250 | 1250
ES | 0 | 32077.6256 | 36073.0594 | 39840.1826 | 40569.1273 | 41748.411 | 42197.7228 | 43781.7059 | 41361.3985 | 0 | 0 | 0 | 0 | 0 | 0 | 0 | 0 | 0 | 1750 | 1750 | 1750 | 1750 | 1750 | 1750 | 1750 | 1750 | 1750
FI | 0 | 10536.5297 | 11221.4612 | 11906.3927 | 9696.9654 | 9575.3303 | 9734.5911 | 9814.9859 | 9717.263 | 0 | 0 | 0 | 0 | 0 | 0 | 0 | 0 | 0 | 0 | 0 | 0 | 0 | 0 | 0 | 0 | 0 | 0
FR | 0 | 57397.2603 | 59623.2877 | 61267.1233 | 64253.3182 | 66304.171 | 67417.1565 | 66418.6319 | 64523.4545 | 1722.8311 | 1722.8311 | 1722.8311 | 1722.8311 | 1722.8311 | 1722.8311 | 1722.8311 | 1722.8311 | 1722.8311 | 0 | 0 | 0 | 0 | 0 | 0 | 0 | 0 | 0
GR | 0 | 6084.4749 | 6438.3562 | 8082.1918 | 8553.5323 | 8671.4 | 8707.2733 | 8683.8753 | 8527.0341 | 0 | 0 | 0 | 0 | 0 | 0 | 0 | 0 | 0 | 0 | 0 | 0 | 0 | 0 | 0 | 0 | 0 | 0
HR | 0 | 2248.8584 | 2420.0913 | 2591.3242 | 2571.8537 | 2551.7379 | 2513.9017 | 2468.4808 | 2389.5264 | 0 | 0 | 0 | 0 | 0 | 0 | 0 | 0 | 0 | 0 | 0 | 0 | 0 | 0 | 0 | 0 | 0 | 0
HU | 0 | 4895.5479 | 5273.8584 | 5681.3927 | 5233.9571 | 5538.1829 | 5711.9478 | 5821.3383 | 5896.4171 | 0 | 0 | 0 | 0 | 0 | 0 | 0 | 0 | 0 | 0 | 0 | 0 | 0 | 0 | 0 | 0 | 0 | 0
IE | 0 | 3418.4932 | 3686.3014 | 3843.7215 | 4339.5919 | 4718.2979 | 5118.2367 | 5218.0098 | 4922.0002 | 0 | 0 | 0 | 0 | 0 | 0 | 0 | 0 | 0 | 650 | 650 | 650 | 650 | 650 | 650 | 650 | 650 | 650
IT | 0 | 41314.726 | 42822.4886 | 44480.4795 | 44623.6569 | 46149.9266 | 46768.6393 | 48069.0735 | 49355.6571 | 2728.5388 | 2728.5388 | 2728.5388 | 2728.5388 | 2728.5388 | 2728.5388 | 2728.5388 | 2728.5388 | 2728.5388 | 0 | 0 | 0 | 0 | 0 | 0 | 0 | 0 | 0
LU | 0 | 929.5662 | 1000.1142 | 1076.8265 | 1131.661 | 1168.5259 | 1191.6103 | 1136.2795 | 1113.0372 | 0 | 0 | 0 | 0 | 0 | 0 | 0 | 0 | 0 | 0 | 0 | 0 | 0 | 0 | 0 | 0 | 0 | 0
ME | 0 | 417.0377 | 461.6019 | 478.4494 | 528.4389 | 537.7312 | 547.8253 | 559.7771 | 572.7388 | 0 | 0 | 0 | 0 | 0 | 0 | 0 | 0 | 0 | 0 | 0 | 0 | 0 | 0 | 0 | 0 | 0 | 0
MK | 0 | 1242.1233 | 1439.726 | 1010.5399 | 1116.1236 | 1135.75 | 1157.0698 | 1182.3135 | 1209.6901 | 0 | 0 | 0 | 0 | 0 | 0 | 0 | 0 | 0 | 0 | 0 | 0 | 0 | 0 | 0 | 0 | 0 | 0
NL | 0 | 14023.7443 | 15107.5342 | 16275.1142 | 14543.3711 | 14648.3106 | 14961.9588 | 14947.7155 | 14833.9864 | 0 | 0 | 0 | 0 | 0 | 0 | 0 | 0 | 0 | 250 | 250 | 250 | 250 | 250 | 250 | 250 | 250 | 250
NO | 0 | 15068.4932 | 15639.2694 | 15981.7352 | 13887.4283 | 13594.8118 | 13278.4293 | 13123.6092 | 12899.4203 | 10771.1003 | 10771.1003 | 10771.1003 | 10771.1003 | 10771.1003 | 10771.1003 | 10771.1003 | 10771.1003 | 10771.1003 | 6900 | 6900 | 6900 | 6900 | 6900 | 6900 | 6900 | 6900 | 6900
PL | 0 | 18509.1324 | 20376.0274 | 23501.8265 | 19568.3141 | 20198.6663 | 20755.8569 | 21065.7212 | 20132.3474 | 0 | 0 | 0 | 0 | 0 | 0 | 0 | 0 | 0 | 1750 | 1750 | 1750 | 1750 | 1750 | 1750 | 1750 | 1750 | 1750
PT | 0 | 6223.7443 | 6859.589 | 7601.5982 | 7149.3703 | 7375.9805 | 7491.4539 | 7619.6569 | 7626.8584 | 0 | 0 | 0 | 0 | 0 | 0 | 0 | 0 | 0 | 0 | 0 | 0 | 0 | 0 | 0 | 0 | 0 | 0
RO | 0 | 6919.3733 | 7843.9189 | 8710.5057 | 6839.1243 | 6959.3868 | 7090.0252 | 7244.7075 | 7412.4596 | 0 | 0 | 0 | 0 | 0 | 0 | 0 | 0 | 0 | 0 | 0 | 0 | 0 | 0 | 0 | 0 | 0 | 0
RS | 0 | 4944.3162 | 5490.5171 | 6026.2523 | 4537.0703 | 4616.8523 | 4703.5177 | 4806.1339 | 4917.4205 | 0 | 0 | 0 | 0 | 0 | 0 | 0 | 0 | 0 | 0 | 0 | 0 | 0 | 0 | 0 | 0 | 0 | 0
SE | 0 | 17477.1689 | 17579.9087 | 18036.5297 | 15992.7429 | 15655.7661 | 15291.4204 | 15113.1298 | 14854.9543 | 2084.038 | 2084.038 | 2084.038 | 2084.038 | 2084.038 | 2084.038 | 2084.038 | 2084.038 | 2084.038 | 0 | 0 | 0 | 0 | 0 | 0 | 0 | 0 | 0
SI | 0 | 1672.9452 | 1905.3653 | 2093.4932 | 1945.2239 | 1930.0093 | 1901.3919 | 1867.0377 | 1807.3205 | 0 | 0 | 0 | 0 | 0 | 0 | 0 | 0 | 0 | 0 | 0 | 0 | 0 | 0 | 0 | 0 | 0 | 0
SK | 0 | 3329.9087 | 3638.1279 | 3898.4018 | 4349.2833 | 4311.2179 | 4318.9783 | 4276.7853 | 4310.5747 | 0 | 0 | 0 | 0 | 0 | 0 | 0 | 0 | 0 | 0 | 0 | 0 | 0 | 0 | 0 | 0 | 0 | 0
UA | 0 | 0 | 0 | 0 | 0 | 0 | 0 | 0 | 0 | 0 | 0 | 0 | 0 | 0 | 0 | 0 | 0 | 0 | 0 | 0 | 0 | 0 | 0 | 0 | 0 | 0 | 0
UK | 0 | 37211.7009 | 36687.2146 | 37854.992 | 47208.3045 | 47661.3473 | 48598.8564 | 49210.1086 | 48523.4022 | 0 | 0 | 0 | 0 | 0 | 0 | 0 | 0 | 0 | 11000 | 11000 | 11000 | 11000 | 11000 | 11000 | 11000 | 11000 | 11000
EE | 0 | 1114.726 | 1300.3425 | 1490.5251 | 989.4368 | 995.6888 | 1011.0618 | 1010.2209 | 1008.2591 | 0 | 0 | 0 | 0 | 0 | 0 | 0 | 0 | 0 | 0 | 0 | 0 | 0 | 0 | 0 | 0 | 0 | 0
LT | 0 | 1280.5936 | 1433.79 | 1624.0868 | 1317.099 | 1305.4935 | 1358.9702 | 1362.5082 | 1394.8522 | 0 | 0 | 0 | 0 | 0 | 0 | 0 | 0 | 0 | 650 | 650 | 650 | 650 | 650 | 650 | 650 | 650 | 650
LV | 0 | 872.3744 | 965.5251 | 1073.4018 | 1023.3114 | 1072.9251 | 1090.1003 | 1032.2985 | 980.3602 | 0 | 0 | 0 | 0 | 0 | 0 | 0 | 0 | 0 | 0 | 0 | 0 | 0 | 0 | 0 | 0 | 0 | 0
RU | 0 | 0 | 0 | 0 | 0 | 0 | 0 | 0 | 0 | 0 | 0 | 0 | 0 | 0 | 0 | 0 | 0 | 0 | 0 | 0 | 0 | 0 | 0 | 0 | 0 | 0 | 0
BY | 0 | 0 | 0 | 0 | 0 | 0 | 0 | 0 | 0 | 0 | 0 | 0 | 0 | 0 | 0 | 0 | 0 | 0 | 0 | 0 | 0 | 0 | 0 | 0 | 0 | 0 | 0
Source: EMF, PRIMES EU6; average hourly load based on final electricity energy values
Energy amounts [GWh]
Country | Biomass | [8 empty] | Geothermal
| 2010 | 2015 | 2020 | 2025 | 2030 | 2035 | 2040 | 2045 | 2050 | 2010 | 2015 | 2020 | 2025 | 2030 | 2035 | 2040 | 2045 | 2050
AL | 0 | 0 | 0 | 0 | 0 | 0 | 0 | 0 | 0 | 0 | 0 | 0 | 0 | 0 | 0 | 0 | 0 | 0
AT | 7279.1059 | 14158.611 | 21793.1916 | 24415.2617 | 27714.9034 | 31374.6555 | 33746.7445 | 32626.8074 | 33523.27 | 11.1891 | 14.3281 | 23.6968 | 43.4876 | 74.3271 | 111.5528 | 155.0113 | 204.5531 | 297.0932
BA | 14.016 | 14.016 | 14.016 | 14.016 | 14.016 | 14.016 | 14.016 | 14.016 | 14.016 | 0 | 0 | 0 | 0 | 0 | 0 | 0 | 0 | 0
BE | 14736.1664 | 15507.5989 | 24252.7738 | 31316.4691 | 31703.6691 | 33517.7581 | 37666.9357 | 38066.942 | 35755.629 | 0 | 0 | 0 | 0 | 0 | 0 | 0 | 0 | 0
BG | 1239.9314 | 2505.9447 | 4735.5876 | 6944.6533 | 7715.0219 | 12719.502 | 13937.0846 | 14459.5663 | 15588.7456 | 0 | 0 | 427.6895 | 495.2771 | 521.9187 | 643.4448 | 735.523 | 838.9236 | 933.4761
CH | 632.8 | 632.8 | 632.8 | 632.8 | 632.8 | 632.8 | 632.8 | 632.8 | 632.8 | 0.3504 | 0.3504 | 0.3504 | 0.3504 | 0.3504 | 0.3504 | 0.3504 | 0.3504 | 0.3504
CZ | 3762.9322 | 5708.8116 | 7363.6175 | 9169.8008 | 9241.1144 | 13679.9472 | 13222.3105 | 13656.6728 | 15568.7012 | 0 | 0 | 0 | 0 | 0 | 0 | 0 | 0 | 0
DE | 59047.1806 | 71905.9094 | 89615.8956 | 106826.013 | 114173.9804 | 117123.7753 | 133407.8535 | 132112.155 | 105390.9254 | 207.6675 | 259.881 | 259.881 | 259.881 | 331.1804 | 331.1804 | 331.1804 | 331.1804 | 331.1804
DK | 10098.3866 | 12424.3856 | 13828.1943 | 19493.0206 | 24517.0588 | 27207.3792 | 31505.2381 | 32927.7566 | 29930.8762 | 0 | 0 | 0 | 0 | 0 | 0 | 0 | 0 | 0
ES | 24371.7278 | 39633.1694 | 53725.2523 | 76466.0128 | 90071.1398 | 99603.907 | 110965.8613 | 122936.8058 | 117875.8715 | 0 | 0 | 0 | 175.24 | 262.8601 | 262.8601 | 262.8601 | 262.8601 | 262.8601
FI | 34623.576 | 50824.562 | 54701.0931 | 61641.3427 | 54853.6427 | 62531.7458 | 69026.7706 | 71420.2074 | 81124.8715 | 0 | 0 | 0 | 0 | 0 | 0 | 0 | 0 | 0
FR | 15025.82 | 41025.0772 | 61761.5787 | 69002.4016 | 65517.8534 | 86816.0082 | 109207.5191 | 129033.9376 | 147221.8875 | 10.5024 | 13.143 | 13.143 | 13.143 | 13.143 | 13.143 | 13.143 | 13.143 | 13.143
GR | 294.8042 | 332.229 | 4314.3447 | 7526.1855 | 9686.8659 | 12158.4425 | 15338.1232 | 16115.9733 | 15068.8083 | 271.4246 | 271.4246 | 271.4246 | 425.8421 | 643.1527 | 848.9928 | 1017.0163 | 1137.7549 | 1251.7493
HR | 140.16 | 140.16 | 140.16 | 140.16 | 140.16 | 140.16 | 140.16 | 140.16 | 140.16 | 70.08 | 70.08 | 70.08 | 70.08 | 70.08 | 70.08 | 70.08 | 70.08 | 70.08
HU | 7720.6413 | 9305.4853 | 15688.0075 | 18076.4897 | 21663.5148 | 24574.8874 | 27944.0812 | 28006.6454 | 28020.0266 | 10 | 10 | 10 | 10 | 10 | 10 | 10 | 10 | 10
IE | 1480.4862 | 1518.0633 | 3226.3431 | 4501.3778 | 4237.5185 | 5531.801 | 5090.7968 | 4741.3533 | 2985.3088 | 10 | 10 | 10 | 10 | 10 | 10 | 10 | 10 | 10
IT | 28894.8547 | 37620.4751 | 68031.7724 | 77296.1884 | 84439.9431 | 83879.2579 | 87747.7381 | 93765.064 | 89093.9273 | 5879.3036 | 7329.3099 | 8436.1578 | 8436.1578 | 11235.0152 | 11235.0152 | 11235.0152 | 11235.0152 | 11235.0152
LU | 309.742 | 361.4252 | 787.8847 | 904.2402 | 950.4621 | 912.7025 | 944.6128 | 1071.1445 | 1237.1788 | 0 | 0 | 0 | 0 | 0 | 0 | 0 | 0 | 0
ME | 7.008 | 7.008 | 7.008 | 7.008 | 7.008 | 7.008 | 7.008 | 7.008 | 7.008 | 0 | 0 | 0 | 0 | 0 | 0 | 0 | 0 | 0
MK | 0 | 0 | 0 | 0 | 0 | 0 | 0 | 0 | 0 | 0 | 0 | 0 | 0 | 0 | 0 | 0 | 0 | 0
NL | 24025.5125 | 27616.9205 | 30084.5671 | 35214.9741 | 39849.4566 | 41978.7215 | 45762.1708 | 43802.1557 | 41020.1794 | 0 | 43.1577 | 43.1577 | 43.1577 | 105.3048 | 105.3048 | 105.3048 | 105.3048 | 105.3048
NO | 45.552 | 45.552 | 45.552 | 45.552 | 45.552 | 45.552 | 45.552 | 45.552 | 45.552 | 0 | 0 | 0 | 0 | 0 | 0 | 0 | 0 | 0
PL | 8538.8293 | 15928.0433 | 47556.556 | 52052.5962 | 50982.248 | 56122.5049 | 59170.4896 | 69815.7191 | 60202.926 | 0 | 0 | 0 | 8.762 | 18.2278 | 28.2668 | 38.6704 | 50.2517 | 61.9708
PT | 10117.78 | 11235.4758 | 19354.1597 | 21306.3208 | 21768.3376 | 23148.8142 | 24364.0755 | 25482.8019 | 30970.2807 | 210.2881 | 210.2881 | 210.2881 | 210.2881 | 210.2881 | 210.2881 | 210.2881 | 210.2881 | 210.2881
RO | 2476.1205 | 3472.4943 | 8823.6743 | 12336.6345 | 14663.0222 | 20598.921 | 37424.0783 | 39522.8536 | 38086.6436 | 0 | 73.0167 | 73.0167 | 73.0167 | 73.0167 | 201.3557 | 268.3537 | 268.3537 | 268.3537
RS | 77.088 | 77.088 | 77.088 | 77.088 | 77.088 | 77.088 | 77.088 | 77.088 | 77.088 | 0 | 0 | 0 | 0 | 0 | 0 | 0 | 0 | 0
SE | 28247.8281 | 46483.8229 | 74421.5307 | 70636.5814 | 76989.7828 | 75579.3734 | 78486.944 | 79147.4279 | 79318.4854 | 0 | 0 | 0 | 0 | 0 | 0 | 0 | 0 | 0
SI | 790.4597 | 2301.9861 | 5183.4314 | 8015.9387 | 8344.149 | 9313.3689 | 10684.263 | 10097.4881 | 10075.6391 | 0 | 0 | 10.8882 | 82.5271 | 129.6213 | 156.7504 | 187.9508 | 217.1156 | 246.2804
SK | 986.0563 | 3169.1317 | 7786.0085 | 9658.715 | 10655.9719 | 11598.8247 | 14997.4732 | 15892.226 | 15256.238 | 0 | 0 | 0 | 0 | 54.5805 | 54.5805 | 54.5805 | 54.5805 | 54.5805
UA | 0 | 0 | 0 | 0 | 0 | 0 | 0 | 0 | 0 | 0 | 0 | 0 | 0 | 0 | 0 | 0 | 0 | 0
UK | 38782.1753 | 48348.223 | 76831.2228 | 80703.3388 | 78176.1468 | 64218.5661 | 77043.004 | 83699.5332 | 85637.6532 | 0 | 8.6414 | 25.9243 | 55.0181 | 86.4142 | 105.8574 | 125.3006 | 144.7437 | 164.1869
EE | 1251.3615 | 1770.642 | 3090.1759 | 4033.4006 | 3835.1932 | 3665.4246 | 3936.7341 | 4119.0479 | 3763.923 | 0 | 0 | 0 | 0 | 0 | 0 | 0 | 0 | 0
LT | 655.1656 | 2976.0817 | 5663.745 | 7329.8404 | 8983.9876 | 10502.6928 | 11597.476 | 13154.7374 | 12266.2514 | 0 | 0 | 0 | 0 | 0 | 0 | 0 | 0 | 0
LV | 1614.8091 | 2982.6544 | 4157.2598 | 7312.138 | 7119.908 | 7977.3675 | 9153.3787 | 8440.4735 | 8114.5299 | 0 | 0 | 0 | 0 | 0 | 0 | 0 | 0 | 0
RU | 0 | 0 | 0 | 0 | 0 | 0 | 0 | 0 | 0 | 0 | 0 | 0 | 0 | 0 | 0 | 0 | 0 | 0
BY | 0 | 0 | 0 | 0 | 0 | 0 | 0 | 0 | 0 | 0 | 0 | 0 | 0 | 0 | 0 | 0 | 0 | 0
Source: EMF, PRIMES EU6; based on secondary energy values
| Eurostat | National statistical offices |  |  | Approximation based on other countries
Installation potential [GW]
Country | PSP | [8 empty] | Wind onshore 1 | [8 empty] | Wind offshore 1 | [8 empty] | Solar 1 | [8 empty] | CSP | [8 empty] | Hydro | [8 empty] | Biomass | [8 empty] | Geothermal | [8 empty] | Wind onshore 2 | [8 empty] | Wind offshore 2 | [8 empty] | Solar 2 | [8 empty] | Wind onshore 3 | [8 empty] | Wind offshore 3 | [8 empty] | Solar 3
| 2010 | 2015 | 2020 | 2025 | 2030 | 2035 | 2040 | 2045 | 2050 | 2010 | 2015 | 2020 | 2025 | 2030 | 2035 | 2040 | 2045 | 2050 | 2010 | 2015 | 2020 | 2025 | 2030 | 2035 | 2040 | 2045 | 2050 | 2010 | 2015 | 2020 | 2025 | 2030 | 2035 | 2040 | 2045 | 2050 | 2010 | 2015 | 2020 | 2025 | 2030 | 2035 | 2040 | 2045 | 2050 | 2010 | 2015 | 2020 | 2025 | 2030 | 2035 | 2040 | 2045 | 2050 | 2010 | 2015 | 2020 | 2025 | 2030 | 2035 | 2040 | 2045 | 2050 | 2010 | 2015 | 2020 | 2025 | 2030 | 2035 | 2040 | 2045 | 2050 | 2010 | 2015 | 2020 | 2025 | 2030 | 2035 | 2040 | 2045 | 2050 | 2010 | 2015 | 2020 | 2025 | 2030 | 2035 | 2040 | 2045 | 2050 | 2010 | 2015 | 2020 | 2025 | 2030 | 2035 | 2040 | 2045 | 2050 | 2010 | 2015 | 2020 | 2025 | 2030 | 2035 | 2040 | 2045 | 2050 | 2010 | 2015 | 2020 | 2025 | 2030 | 2035 | 2040 | 2045 | 2050 | 2010 | 2015 | 2020 | 2025 | 2030 | 2035 | 2040 | 2045 | 2050
AL | 1.375 | 1.375 | 1.375 | 1.375 | 1.375 | 1.375 | 1.375 | 1.375 | 1.375 | 4.1704 | 4.1704 | 4.1704 | 4.1704 | 4.1704 | 4.1704 | 4.1704 | 4.1704 | 4.1704 | 0.16409 | 0.16409 | 0.16409 | 0.16409 | 0.16409 | 0.16409 | 0.16409 | 0.16409 | 0.16409 | 2.5914 | 2.5914 | 2.5914 | 2.5914 | 2.5914 | 2.5914 | 2.5914 | 2.5914 | 2.5914 | 0 | 0 | 0 | 0 | 0 | 0 | 0 | 0 | 0 | [27 empty] | 4.1704 | 4.1704 | 4.1704 | 4.1704 | 4.1704 | 4.1704 | 4.1704 | 4.1704 | 4.1704 | 0.16409 | 0.16409 | 0.16409 | 0.16409 | 0.16409 | 0.16409 | 0.16409 | 0.16409 | 0.16409 | 2.5914 | 2.5914 | 2.5914 | 2.5914 | 2.5914 | 2.5914 | 2.5914 | 2.5914 | 2.5914 | 4.1704 | 4.1704 | 4.1704 | 4.1704 | 4.1704 | 4.1704 | 4.1704 | 4.1704 | 4.1704 | 0.16409 | 0.16409 | 0.16409 | 0.16409 | 0.16409 | 0.16409 | 0.16409 | 0.16409 | 0.16409 | 2.5914 | 2.5914 | 2.5914 | 2.5914 | 2.5914 | 2.5914 | 2.5914 | 2.5914 | 2.5914
AT | 13.25 | 13.25 | 13.25 | 13.25 | 13.25 | 13.25 | 13.25 | 13.25 | 13.25 | 15.2667 | 15.2667 | 15.2667 | 15.2667 | 15.2667 | 15.2667 | 15.2667 | 15.2667 | 15.2667 | 0 | 0 | 0 | 0 | 0 | 0 | 0 | 0 | 0 | 9.7333 | 9.7333 | 9.7333 | 9.7333 | 9.7333 | 9.7333 | 9.7333 | 9.7333 | 9.7333 | 6.3 | 6.3 | 6.3 | 6.3 | 6.3 | 6.3 | 6.3 | 6.3 | 6.3 | [27 empty] | 15.2667 | 15.2667 | 15.2667 | 15.2667 | 15.2667 | 15.2667 | 15.2667 | 15.2667 | 15.2667 | 0 | 0 | 0 | 0 | 0 | 0 | 0 | 0 | 0 | 9.7333 | 9.7333 | 9.7333 | 9.7333 | 9.7333 | 9.7333 | 9.7333 | 9.7333 | 9.7333 | 15.2667 | 15.2667 | 15.2667 | 15.2667 | 15.2667 | 15.2667 | 15.2667 | 15.2667 | 15.2667 | 0 | 0 | 0 | 0 | 0 | 0 | 0 | 0 | 0 | 9.7333 | 9.7333 | 9.7333 | 9.7333 | 9.7333 | 9.7333 | 9.7333 | 9.7333 | 9.7333
BA | 0 | 0 | 0 | 0 | 0 | 0 | 0 | 0 | 0 | 6.717 | 6.717 | 6.717 | 6.717 | 6.717 | 6.717 | 6.717 | 6.717 | 6.717 | 0.26429 | 0.26429 | 0.26429 | 0.26429 | 0.26429 | 0.26429 | 0.26429 | 0.26429 | 0.26429 | 4.1738 | 4.1738 | 4.1738 | 4.1738 | 4.1738 | 4.1738 | 4.1738 | 4.1738 | 4.1738 | 2.8714 | 2.8714 | 2.8714 | 2.8714 | 2.8714 | 2.8714 | 2.8714 | 2.8714 | 2.8714 | [27 empty] | 6.717 | 6.717 | 6.717 | 6.717 | 6.717 | 6.717 | 6.717 | 6.717 | 6.717 | 0.26429 | 0.26429 | 0.26429 | 0.26429 | 0.26429 | 0.26429 | 0.26429 | 0.26429 | 0.26429 | 4.1738 | 4.1738 | 4.1738 | 4.1738 | 4.1738 | 4.1738 | 4.1738 | 4.1738 | 4.1738 | 6.717 | 6.717 | 6.717 | 6.717 | 6.717 | 6.717 | 6.717 | 6.717 | 6.717 | 0.26429 | 0.26429 | 0.26429 | 0.26429 | 0.26429 | 0.26429 | 0.26429 | 0.26429 | 0.26429 | 4.1738 | 4.1738 | 4.1738 | 4.1738 | 4.1738 | 4.1738 | 4.1738 | 4.1738 | 4.1738
BE | 0.625 | 0.625 | 0.625 | 0.625 | 0.625 | 0.625 | 0.625 | 0.625 | 0.625 | 5.9 | 5.9 | 5.9 | 5.9 | 5.9 | 5.9 | 5.9 | 5.9 | 5.9 | 3.0333 | 3.0333 | 3.0333 | 3.0333 | 3.0333 | 3.0333 | 3.0333 | 3.0333 | 3.0333 | 7.1333 | 7.1333 | 7.1333 | 7.1333 | 7.1333 | 7.1333 | 7.1333 | 7.1333 | 7.1333 | 2.7 | 2.7 | 2.7 | 2.7 | 2.7 | 2.7 | 2.7 | 2.7 | 2.7 | [27 empty] | 5.9 | 5.9 | 5.9 | 5.9 | 5.9 | 5.9 | 5.9 | 5.9 | 5.9 | 3.0333 | 3.0333 | 3.0333 | 3.0333 | 3.0333 | 3.0333 | 3.0333 | 3.0333 | 3.0333 | 7.1333 | 7.1333 | 7.1333 | 7.1333 | 7.1333 | 7.1333 | 7.1333 | 7.1333 | 7.1333 | 5.9 | 5.9 | 5.9 | 5.9 | 5.9 | 5.9 | 5.9 | 5.9 | 5.9 | 3.0333 | 3.0333 | 3.0333 | 3.0333 | 3.0333 | 3.0333 | 3.0333 | 3.0333 | 3.0333 | 7.1333 | 7.1333 | 7.1333 | 7.1333 | 7.1333 | 7.1333 | 7.1333 | 7.1333 | 7.1333
BG | 0 | 0 | 0 | 0 | 0 | 0 | 0 | 0 | 0 | 22.8333 | 22.8333 | 22.8333 | 22.8333 | 22.8333 | 22.8333 | 22.8333 | 22.8333 | 22.8333 | 3.8667 | 3.8667 | 3.8667 | 3.8667 | 3.8667 | 3.8667 | 3.8667 | 3.8667 | 3.8667 | 13.2 | 13.2 | 13.2 | 13.2 | 13.2 | 13.2 | 13.2 | 13.2 | 13.2 | 10.1 | 10.1 | 10.1 | 10.1 | 10.1 | 10.1 | 10.1 | 10.1 | 10.1 | [27 empty] | 22.8333 | 22.8333 | 22.8333 | 22.8333 | 22.8333 | 22.8333 | 22.8333 | 22.8333 | 22.8333 | 3.8667 | 3.8667 | 3.8667 | 3.8667 | 3.8667 | 3.8667 | 3.8667 | 3.8667 | 3.8667 | 13.2 | 13.2 | 13.2 | 13.2 | 13.2 | 13.2 | 13.2 | 13.2 | 13.2 | 22.8333 | 22.8333 | 22.8333 | 22.8333 | 22.8333 | 22.8333 | 22.8333 | 22.8333 | 22.8333 | 3.8667 | 3.8667 | 3.8667 | 3.8667 | 3.8667 | 3.8667 | 3.8667 | 3.8667 | 3.8667 | 13.2 | 13.2 | 13.2 | 13.2 | 13.2 | 13.2 | 13.2 | 13.2 | 13.2
CH | 5.25 | 5.25 | 5.25 | 5.25 | 5.25 | 5.25 | 5.25 | 5.25 | 5.25 | 6.9333 | 6.9333 | 6.9333 | 6.9333 | 6.9333 | 6.9333 | 6.9333 | 6.9333 | 6.9333 | 0 | 0 | 0 | 0 | 0 | 0 | 0 | 0 | 0 | 6.2333 | 6.2333 | 6.2333 | 6.2333 | 6.2333 | 6.2333 | 6.2333 | 6.2333 | 6.2333 | 3 | 3 | 3 | 3 | 3 | 3 | 3 | 3 | 3 | [27 empty] | 6.9333 | 6.9333 | 6.9333 | 6.9333 | 6.9333 | 6.9333 | 6.9333 | 6.9333 | 6.9333 | 0 | 0 | 0 | 0 | 0 | 0 | 0 | 0 | 0 | 6.2333 | 6.2333 | 6.2333 | 6.2333 | 6.2333 | 6.2333 | 6.2333 | 6.2333 | 6.2333 | 6.9333 | 6.9333 | 6.9333 | 6.9333 | 6.9333 | 6.9333 | 6.9333 | 6.9333 | 6.9333 | 0 | 0 | 0 | 0 | 0 | 0 | 0 | 0 | 0 | 6.2333 | 6.2333 | 6.2333 | 6.2333 | 6.2333 | 6.2333 | 6.2333 | 6.2333 | 6.2333
CZ | 0.625 | 0.625 | 0.625 | 0.625 | 0.625 | 0.625 | 0.625 | 0.625 | 0.625 | 18.7 | 18.7 | 18.7 | 18.7 | 18.7 | 18.7 | 18.7 | 18.7 | 18.7 | 0 | 0 | 0 | 0 | 0 | 0 | 0 | 0 | 0 | 12.7667 | 12.7667 | 12.7667 | 12.7667 | 12.7667 | 12.7667 | 12.7667 | 12.7667 | 12.7667 | 8.5 | 8.5 | 8.5 | 8.5 | 8.5 | 8.5 | 8.5 | 8.5 | 8.5 | [27 empty] | 18.7 | 18.7 | 18.7 | 18.7 | 18.7 | 18.7 | 18.7 | 18.7 | 18.7 | 0 | 0 | 0 | 0 | 0 | 0 | 0 | 0 | 0 | 12.7667 | 12.7667 | 12.7667 | 12.7667 | 12.7667 | 12.7667 | 12.7667 | 12.7667 | 12.7667 | 18.7 | 18.7 | 18.7 | 18.7 | 18.7 | 18.7 | 18.7 | 18.7 | 18.7 | 0 | 0 | 0 | 0 | 0 | 0 | 0 | 0 | 0 | 12.7667 | 12.7667 | 12.7667 | 12.7667 | 12.7667 | 12.7667 | 12.7667 | 12.7667 | 12.7667
DE | 0.125 | 0.125 | 0.125 | 0.125 | 0.125 | 0.125 | 0.125 | 0.125 | 0.125 | 74.2 | 74.2 | 74.2 | 74.2 | 74.2 | 74.2 | 74.2 | 74.2 | 74.2 | 27.8667 | 27.8667 | 27.8667 | 27.8667 | 27.8667 | 27.8667 | 27.8667 | 27.8667 | 27.8667 | 66.8 | 66.8 | 66.8 | 66.8 | 66.8 | 66.8 | 66.8 | 66.8 | 66.8 | 33.4 | 33.4 | 33.4 | 33.4 | 33.4 | 33.4 | 33.4 | 33.4 | 33.4 | [27 empty] | 74.2 | 74.2 | 74.2 | 74.2 | 74.2 | 74.2 | 74.2 | 74.2 | 74.2 | 27.8667 | 27.8667 | 27.8667 | 27.8667 | 27.8667 | 27.8667 | 27.8667 | 27.8667 | 27.8667 | 66.8 | 66.8 | 66.8 | 66.8 | 66.8 | 66.8 | 66.8 | 66.8 | 66.8 | 74.2 | 74.2 | 74.2 | 74.2 | 74.2 | 74.2 | 74.2 | 74.2 | 74.2 | 27.8667 | 27.8667 | 27.8667 | 27.8667 | 27.8667 | 27.8667 | 27.8667 | 27.8667 | 27.8667 | 66.8 | 66.8 | 66.8 | 66.8 | 66.8 | 66.8 | 66.8 | 66.8 | 66.8
DK | 0 | 0 | 0 | 0 | 0 | 0 | 0 | 0 | 0 | 10.8667 | 10.8667 | 10.8667 | 10.8667 | 10.8667 | 10.8667 | 10.8667 | 10.8667 | 10.8667 | 49.6667 | 49.6667 | 49.6667 | 49.6667 | 49.6667 | 49.6667 | 49.6667 | 49.6667 | 49.6667 | 7.5 | 7.5 | 7.5 | 7.5 | 7.5 | 7.5 | 7.5 | 7.5 | 7.5 | 5.3 | 5.3 | 5.3 | 5.3 | 5.3 | 5.3 | 5.3 | 5.3 | 5.3 | [27 empty] | 10.8667 | 10.8667 | 10.8667 | 10.8667 | 10.8667 | 10.8667 | 10.8667 | 10.8667 | 10.8667 | 49.6667 | 49.6667 | 49.6667 | 49.6667 | 49.6667 | 49.6667 | 49.6667 | 49.6667 | 49.6667 | 7.5 | 7.5 | 7.5 | 7.5 | 7.5 | 7.5 | 7.5 | 7.5 | 7.5 | 10.8667 | 10.8667 | 10.8667 | 10.8667 | 10.8667 | 10.8667 | 10.8667 | 10.8667 | 10.8667 | 49.6667 | 49.6667 | 49.6667 | 49.6667 | 49.6667 | 49.6667 | 49.6667 | 49.6667 | 49.6667 | 7.5 | 7.5 | 7.5 | 7.5 | 7.5 | 7.5 | 7.5 | 7.5 | 7.5
ES | 37.75 | 37.75 | 37.75 | 37.75 | 37.75 | 37.75 | 37.75 | 37.75 | 37.75 | 122.3 | 122.3 | 122.3 | 122.3 | 122.3 | 122.3 | 122.3 | 122.3 | 122.3 | 18.3333 | 18.3333 | 18.3333 | 18.3333 | 18.3333 | 18.3333 | 18.3333 | 18.3333 | 18.3333 | 73.8667 | 73.8667 | 73.8667 | 73.8667 | 73.8667 | 73.8667 | 73.8667 | 73.8667 | 73.8667 | 55.1 | 55.1 | 55.1 | 55.1 | 55.1 | 55.1 | 55.1 | 55.1 | 55.1 | [27 empty] | 122.3 | 122.3 | 122.3 | 122.3 | 122.3 | 122.3 | 122.3 | 122.3 | 122.3 | 18.3333 | 18.3333 | 18.3333 | 18.3333 | 18.3333 | 18.3333 | 18.3333 | 18.3333 | 18.3333 | 73.8667 | 73.8667 | 73.8667 | 73.8667 | 73.8667 | 73.8667 | 73.8667 | 73.8667 | 73.8667 | 122.3 | 122.3 | 122.3 | 122.3 | 122.3 | 122.3 | 122.3 | 122.3 | 122.3 | 18.3333 | 18.3333 | 18.3333 | 18.3333 | 18.3333 | 18.3333 | 18.3333 | 18.3333 | 18.3333 | 73.8667 | 73.8667 | 73.8667 | 73.8667 | 73.8667 | 73.8667 | 73.8667 | 73.8667 | 73.8667
FI | 0 | 0 | 0 | 0 | 0 | 0 | 0 | 0 | 0 | 23.9333 | 23.9333 | 23.9333 | 23.9333 | 23.9333 | 23.9333 | 23.9333 | 23.9333 | 23.9333 | 43.5 | 43.5 | 43.5 | 43.5 | 43.5 | 43.5 | 43.5 | 43.5 | 43.5 | 6.7667 | 6.7667 | 6.7667 | 6.7667 | 6.7667 | 6.7667 | 6.7667 | 6.7667 | 6.7667 | 4.6 | 4.6 | 4.6 | 4.6 | 4.6 | 4.6 | 4.6 | 4.6 | 4.6 | [27 empty] | 23.9333 | 23.9333 | 23.9333 | 23.9333 | 23.9333 | 23.9333 | 23.9333 | 23.9333 | 23.9333 | 43.5 | 43.5 | 43.5 | 43.5 | 43.5 | 43.5 | 43.5 | 43.5 | 43.5 | 6.7667 | 6.7667 | 6.7667 | 6.7667 | 6.7667 | 6.7667 | 6.7667 | 6.7667 | 6.7667 | 23.9333 | 23.9333 | 23.9333 | 23.9333 | 23.9333 | 23.9333 | 23.9333 | 23.9333 | 23.9333 | 43.5 | 43.5 | 43.5 | 43.5 | 43.5 | 43.5 | 43.5 | 43.5 | 43.5 | 6.7667 | 6.7667 | 6.7667 | 6.7667 | 6.7667 | 6.7667 | 6.7667 | 6.7667 | 6.7667
FR | 7.25 | 7.25 | 7.25 | 7.25 | 7.25 | 7.25 | 7.25 | 7.25 | 7.25 | 127.2333 | 127.2333 | 127.2333 | 127.2333 | 127.2333 | 127.2333 | 127.2333 | 127.2333 | 127.2333 | 44.5667 | 44.5667 | 44.5667 | 44.5667 | 44.5667 | 44.5667 | 44.5667 | 44.5667 | 44.5667 | 83.9333 | 83.9333 | 83.9333 | 83.9333 | 83.9333 | 83.9333 | 83.9333 | 83.9333 | 83.9333 | 58.3 | 58.3 | 58.3 | 58.3 | 58.3 | 58.3 | 58.3 | 58.3 | 58.3 | [27 empty] | 127.2333 | 127.2333 | 127.2333 | 127.2333 | 127.2333 | 127.2333 | 127.2333 | 127.2333 | 127.2333 | 44.5667 | 44.5667 | 44.5667 | 44.5667 | 44.5667 | 44.5667 | 44.5667 | 44.5667 | 44.5667 | 83.9333 | 83.9333 | 83.9333 | 83.9333 | 83.9333 | 83.9333 | 83.9333 | 83.9333 | 83.9333 | 127.2333 | 127.2333 | 127.2333 | 127.2333 | 127.2333 | 127.2333 | 127.2333 | 127.2333 | 127.2333 | 44.5667 | 44.5667 | 44.5667 | 44.5667 | 44.5667 | 44.5667 | 44.5667 | 44.5667 | 44.5667 | 83.9333 | 83.9333 | 83.9333 | 83.9333 | 83.9333 | 83.9333 | 83.9333 | 83.9333 | 83.9333
GR | 0.125 | 0.125 | 0.125 | 0.125 | 0.125 | 0.125 | 0.125 | 0.125 | 0.125 | 35.2 | 35.2 | 35.2 | 35.2 | 35.2 | 35.2 | 35.2 | 35.2 | 35.2 | 9.2 | 9.2 | 9.2 | 9.2 | 9.2 | 9.2 | 9.2 | 9.2 | 9.2 | 20.9333 | 20.9333 | 20.9333 | 20.9333 | 20.9333 | 20.9333 | 20.9333 | 20.9333 | 20.9333 | 16.3 | 16.3 | 16.3 | 16.3 | 16.3 | 16.3 | 16.3 | 16.3 | 16.3 | [27 empty] | 35.2 | 35.2 | 35.2 | 35.2 | 35.2 | 35.2 | 35.2 | 35.2 | 35.2 | 9.2 | 9.2 | 9.2 | 9.2 | 9.2 | 9.2 | 9.2 | 9.2 | 9.2 | 20.9333 | 20.9333 | 20.9333 | 20.9333 | 20.9333 | 20.9333 | 20.9333 | 20.9333 | 20.9333 | 35.2 | 35.2 | 35.2 | 35.2 | 35.2 | 35.2 | 35.2 | 35.2 | 35.2 | 9.2 | 9.2 | 9.2 | 9.2 | 9.2 | 9.2 | 9.2 | 9.2 | 9.2 | 20.9333 | 20.9333 | 20.9333 | 20.9333 | 20.9333 | 20.9333 | 20.9333 | 20.9333 | 20.9333
HR | 0.75 | 0.75 | 0.75 | 0.75 | 0.75 | 0.75 | 0.75 | 0.75 | 0.75 | 6.6 | 6.6 | 6.6 | 6.6 | 6.6 | 6.6 | 6.6 | 6.6 | 6.6 | 15.7 | 15.7 | 15.7 | 15.7 | 15.7 | 15.7 | 15.7 | 15.7 | 15.7 | 4.4667 | 4.4667 | 4.4667 | 4.4667 | 4.4667 | 4.4667 | 4.4667 | 4.4667 | 4.4667 | 2.7 | 2.7 | 2.7 | 2.7 | 2.7 | 2.7 | 2.7 | 2.7 | 2.7 | [27 empty] | 6.6 | 6.6 | 6.6 | 6.6 | 6.6 | 6.6 | 6.6 | 6.6 | 6.6 | 15.7 | 15.7 | 15.7 | 15.7 | 15.7 | 15.7 | 15.7 | 15.7 | 15.7 | 4.4667 | 4.4667 | 4.4667 | 4.4667 | 4.4667 | 4.4667 | 4.4667 | 4.4667 | 4.4667 | 6.6 | 6.6 | 6.6 | 6.6 | 6.6 | 6.6 | 6.6 | 6.6 | 6.6 | 15.7 | 15.7 | 15.7 | 15.7 | 15.7 | 15.7 | 15.7 | 15.7 | 15.7 | 4.4667 | 4.4667 | 4.4667 | 4.4667 | 4.4667 | 4.4667 | 4.4667 | 4.4667 | 4.4667
HU | 0 | 0 | 0 | 0 | 0 | 0 | 0 | 0 | 0 | 22.7333 | 22.7333 | 22.7333 | 22.7333 | 22.7333 | 22.7333 | 22.7333 | 22.7333 | 22.7333 | 0 | 0 | 0 | 0 | 0 | 0 | 0 | 0 | 0 | 14.7667 | 14.7667 | 14.7667 | 14.7667 | 14.7667 | 14.7667 | 14.7667 | 14.7667 | 14.7667 | 10.7 | 10.7 | 10.7 | 10.7 | 10.7 | 10.7 | 10.7 | 10.7 | 10.7 | [27 empty] | 22.7333 | 22.7333 | 22.7333 | 22.7333 | 22.7333 | 22.7333 | 22.7333 | 22.7333 | 22.7333 | 0 | 0 | 0 | 0 | 0 | 0 | 0 | 0 | 0 | 14.7667 | 14.7667 | 14.7667 | 14.7667 | 14.7667 | 14.7667 | 14.7667 | 14.7667 | 14.7667 | 22.7333 | 22.7333 | 22.7333 | 22.7333 | 22.7333 | 22.7333 | 22.7333 | 22.7333 | 22.7333 | 0 | 0 | 0 | 0 | 0 | 0 | 0 | 0 | 0 | 14.7667 | 14.7667 | 14.7667 | 14.7667 | 14.7667 | 14.7667 | 14.7667 | 14.7667 | 14.7667
IE | 0 | 0 | 0 | 0 | 0 | 0 | 0 | 0 | 0 | 18.7667 | 18.7667 | 18.7667 | 18.7667 | 18.7667 | 18.7667 | 18.7667 | 18.7667 | 18.7667 | 17.4 | 17.4 | 17.4 | 17.4 | 17.4 | 17.4 | 17.4 | 17.4 | 17.4 | 10.9667 | 10.9667 | 10.9667 | 10.9667 | 10.9667 | 10.9667 | 10.9667 | 10.9667 | 10.9667 | 9.1 | 9.1 | 9.1 | 9.1 | 9.1 | 9.1 | 9.1 | 9.1 | 9.1 | [27 empty] | 18.7667 | 18.7667 | 18.7667 | 18.7667 | 18.7667 | 18.7667 | 18.7667 | 18.7667 | 18.7667 | 17.4 | 17.4 | 17.4 | 17.4 | 17.4 | 17.4 | 17.4 | 17.4 | 17.4 | 10.9667 | 10.9667 | 10.9667 | 10.9667 | 10.9667 | 10.9667 | 10.9667 | 10.9667 | 10.9667 | 18.7667 | 18.7667 | 18.7667 | 18.7667 | 18.7667 | 18.7667 | 18.7667 | 18.7667 | 18.7667 | 17.4 | 17.4 | 17.4 | 17.4 | 17.4 | 17.4 | 17.4 | 17.4 | 17.4 | 10.9667 | 10.9667 | 10.9667 | 10.9667 | 10.9667 | 10.9667 | 10.9667 | 10.9667 | 10.9667
IT | 28 | 28 | 28 | 28 | 28 | 28 | 28 | 28 | 28 | 63.4 | 63.4 | 63.4 | 63.4 | 63.4 | 63.4 | 63.4 | 63.4 | 63.4 | 25.9 | 25.9 | 25.9 | 25.9 | 25.9 | 25.9 | 25.9 | 25.9 | 25.9 | 53.3 | 53.3 | 53.3 | 53.3 | 53.3 | 53.3 | 53.3 | 53.3 | 53.3 | 28.6 | 28.6 | 28.6 | 28.6 | 28.6 | 28.6 | 28.6 | 28.6 | 28.6 | [27 empty] | 63.4 | 63.4 | 63.4 | 63.4 | 63.4 | 63.4 | 63.4 | 63.4 | 63.4 | 25.9 | 25.9 | 25.9 | 25.9 | 25.9 | 25.9 | 25.9 | 25.9 | 25.9 | 53.3 | 53.3 | 53.3 | 53.3 | 53.3 | 53.3 | 53.3 | 53.3 | 53.3 | 63.4 | 63.4 | 63.4 | 63.4 | 63.4 | 63.4 | 63.4 | 63.4 | 63.4 | 25.9 | 25.9 | 25.9 | 25.9 | 25.9 | 25.9 | 25.9 | 25.9 | 25.9 | 53.3 | 53.3 | 53.3 | 53.3 | 53.3 | 53.3 | 53.3 | 53.3 | 53.3
LU | 0 | 0 | 0 | 0 | 0 | 0 | 0 | 0 | 0 | 0.56667 | 0.56667 | 0.56667 | 0.56667 | 0.56667 | 0.56667 | 0.56667 | 0.56667 | 0.56667 | 0 | 0 | 0 | 0 | 0 | 0 | 0 | 0 | 0 | 0.46667 | 0.46667 | 0.46667 | 0.46667 | 0.46667 | 0.46667 | 0.46667 | 0.46667 | 0.46667 | 0.3 | 0.3 | 0.3 | 0.3 | 0.3 | 0.3 | 0.3 | 0.3 | 0.3 | [27 empty] | 0.56667 | 0.56667 | 0.56667 | 0.56667 | 0.56667 | 0.56667 | 0.56667 | 0.56667 | 0.56667 | 0 | 0 | 0 | 0 | 0 | 0 | 0 | 0 | 0 | 0.46667 | 0.46667 | 0.46667 | 0.46667 | 0.46667 | 0.46667 | 0.46667 | 0.46667 | 0.46667 | 0.56667 | 0.56667 | 0.56667 | 0.56667 | 0.56667 | 0.56667 | 0.56667 | 0.56667 | 0.56667 | 0 | 0 | 0 | 0 | 0 | 0 | 0 | 0 | 0 | 0.46667 | 0.46667 | 0.46667 | 0.46667 | 0.46667 | 0.46667 | 0.46667 | 0.46667 | 0.46667
ME | 0 | 0 | 0 | 0 | 0 | 0 | 0 | 0 | 0 | 2.9076 | 2.9076 | 2.9076 | 2.9076 | 2.9076 | 2.9076 | 2.9076 | 2.9076 | 2.9076 | 0.1144 | 0.1144 | 0.1144 | 0.1144 | 0.1144 | 0.1144 | 0.1144 | 0.1144 | 0.1144 | 1.8067 | 1.8067 | 1.8067 | 1.8067 | 1.8067 | 1.8067 | 1.8067 | 1.8067 | 1.8067 | 1.4357 | 1.4357 | 1.4357 | 1.4357 | 1.4357 | 1.4357 | 1.4357 | 1.4357 | 1.4357 | [27 empty] | 2.9076 | 2.9076 | 2.9076 | 2.9076 | 2.9076 | 2.9076 | 2.9076 | 2.9076 | 2.9076 | 0.1144 | 0.1144 | 0.1144 | 0.1144 | 0.1144 | 0.1144 | 0.1144 | 0.1144 | 0.1144 | 1.8067 | 1.8067 | 1.8067 | 1.8067 | 1.8067 | 1.8067 | 1.8067 | 1.8067 | 1.8067 | 2.9076 | 2.9076 | 2.9076 | 2.9076 | 2.9076 | 2.9076 | 2.9076 | 2.9076 | 2.9076 | 0.1144 | 0.1144 | 0.1144 | 0.1144 | 0.1144 | 0.1144 | 0.1144 | 0.1144 | 0.1144 | 1.8067 | 1.8067 | 1.8067 | 1.8067 | 1.8067 | 1.8067 | 1.8067 | 1.8067 | 1.8067
MK | 0 | 0 | 0 | 0 | 0 | 0 | 0 | 0 | 0 | 6.1411 | 6.1411 | 6.1411 | 6.1411 | 6.1411 | 6.1411 | 6.1411 | 6.1411 | 6.1411 | 0.24163 | 0.24163 | 0.24163 | 0.24163 | 0.24163 | 0.24163 | 0.24163 | 0.24163 | 0.24163 | 3.816 | 3.816 | 3.816 | 3.816 | 3.816 | 3.816 | 3.816 | 3.816 | 3.816 | 0 | 0 | 0 | 0 | 0 | 0 | 0 | 0 | 0 | [27 empty] | 6.1411 | 6.1411 | 6.1411 | 6.1411 | 6.1411 | 6.1411 | 6.1411 | 6.1411 | 6.1411 | 0.24163 | 0.24163 | 0.24163 | 0.24163 | 0.24163 | 0.24163 | 0.24163 | 0.24163 | 0.24163 | 3.816 | 3.816 | 3.816 | 3.816 | 3.816 | 3.816 | 3.816 | 3.816 | 3.816 | 6.1411 | 6.1411 | 6.1411 | 6.1411 | 6.1411 | 6.1411 | 6.1411 | 6.1411 | 6.1411 | 0.24163 | 0.24163 | 0.24163 | 0.24163 | 0.24163 | 0.24163 | 0.24163 | 0.24163 | 0.24163 | 3.816 | 3.816 | 3.816 | 3.816 | 3.816 | 3.816 | 3.816 | 3.816 | 3.816
NL | 0 | 0 | 0 | 0 | 0 | 0 | 0 | 0 | 0 | 7.8667 | 7.8667 | 7.8667 | 7.8667 | 7.8667 | 7.8667 | 7.8667 | 7.8667 | 7.8667 | 19.0333 | 19.0333 | 19.0333 | 19.0333 | 19.0333 | 19.0333 | 19.0333 | 19.0333 | 19.0333 | 10.6 | 10.6 | 10.6 | 10.6 | 10.6 | 10.6 | 10.6 | 10.6 | 10.6 | 3.8 | 3.8 | 3.8 | 3.8 | 3.8 | 3.8 | 3.8 | 3.8 | 3.8 | [27 empty] | 7.8667 | 7.8667 | 7.8667 | 7.8667 | 7.8667 | 7.8667 | 7.8667 | 7.8667 | 7.8667 | 19.0333 | 19.0333 | 19.0333 | 19.0333 | 19.0333 | 19.0333 | 19.0333 | 19.0333 | 19.0333 | 10.6 | 10.6 | 10.6 | 10.6 | 10.6 | 10.6 | 10.6 | 10.6 | 10.6 | 7.8667 | 7.8667 | 7.8667 | 7.8667 | 7.8667 | 7.8667 | 7.8667 | 7.8667 | 7.8667 | 19.0333 | 19.0333 | 19.0333 | 19.0333 | 19.0333 | 19.0333 | 19.0333 | 19.0333 | 19.0333 | 10.6 | 10.6 | 10.6 | 10.6 | 10.6 | 10.6 | 10.6 | 10.6 | 10.6
NO | 5.75 | 5.75 | 5.75 | 5.75 | 5.75 | 5.75 | 5.75 | 5.75 | 5.75 | 10.7333 | 10.7333 | 10.7333 | 10.7333 | 10.7333 | 10.7333 | 10.7333 | 10.7333 | 10.7333 | 40.7333 | 40.7333 | 40.7333 | 40.7333 | 40.7333 | 40.7333 | 40.7333 | 40.7333 | 40.7333 | 4 | 4 | 4 | 4 | 4 | 4 | 4 | 4 | 4 | 2 | 2 | 2 | 2 | 2 | 2 | 2 | 2 | 2 | [27 empty] | 10.7333 | 10.7333 | 10.7333 | 10.7333 | 10.7333 | 10.7333 | 10.7333 | 10.7333 | 10.7333 | 40.7333 | 40.7333 | 40.7333 | 40.7333 | 40.7333 | 40.7333 | 40.7333 | 40.7333 | 40.7333 | 4 | 4 | 4 | 4 | 4 | 4 | 4 | 4 | 4 | 10.7333 | 10.7333 | 10.7333 | 10.7333 | 10.7333 | 10.7333 | 10.7333 | 10.7333 | 10.7333 | 40.7333 | 40.7333 | 40.7333 | 40.7333 | 40.7333 | 40.7333 | 40.7333 | 40.7333 | 40.7333 | 4 | 4 | 4 | 4 | 4 | 4 | 4 | 4 | 4
PL | 0 | 0 | 0 | 0 | 0 | 0 | 0 | 0 | 0 | 64.6333 | 64.6333 | 64.6333 | 64.6333 | 64.6333 | 64.6333 | 64.6333 | 64.6333 | 64.6333 | 13.5667 | 13.5667 | 13.5667 | 13.5667 | 13.5667 | 13.5667 | 13.5667 | 13.5667 | 13.5667 | 44.8 | 44.8 | 44.8 | 44.8 | 44.8 | 44.8 | 44.8 | 44.8 | 44.8 | 29.2 | 29.2 | 29.2 | 29.2 | 29.2 | 29.2 | 29.2 | 29.2 | 29.2 | [27 empty] | 64.6333 | 64.6333 | 64.6333 | 64.6333 | 64.6333 | 64.6333 | 64.6333 | 64.6333 | 64.6333 | 13.5667 | 13.5667 | 13.5667 | 13.5667 | 13.5667 | 13.5667 | 13.5667 | 13.5667 | 13.5667 | 44.8 | 44.8 | 44.8 | 44.8 | 44.8 | 44.8 | 44.8 | 44.8 | 44.8 | 64.6333 | 64.6333 | 64.6333 | 64.6333 | 64.6333 | 64.6333 | 64.6333 | 64.6333 | 64.6333 | 13.5667 | 13.5667 | 13.5667 | 13.5667 | 13.5667 | 13.5667 | 13.5667 | 13.5667 | 13.5667 | 44.8 | 44.8 | 44.8 | 44.8 | 44.8 | 44.8 | 44.8 | 44.8 | 44.8
PT | 0.875 | 0.875 | 0.875 | 0.875 | 0.875 | 0.875 | 0.875 | 0.875 | 0.875 | 17 | 17 | 17 | 17 | 17 | 17 | 17 | 17 | 17 | 5.5667 | 5.5667 | 5.5667 | 5.5667 | 5.5667 | 5.5667 | 5.5667 | 5.5667 | 5.5667 | 11.7 | 11.7 | 11.7 | 11.7 | 11.7 | 11.7 | 11.7 | 11.7 | 11.7 | 7.4 | 7.4 | 7.4 | 7.4 | 7.4 | 7.4 | 7.4 | 7.4 | 7.4 | [27 empty] | 17 | 17 | 17 | 17 | 17 | 17 | 17 | 17 | 17 | 5.5667 | 5.5667 | 5.5667 | 5.5667 | 5.5667 | 5.5667 | 5.5667 | 5.5667 | 5.5667 | 11.7 | 11.7 | 11.7 | 11.7 | 11.7 | 11.7 | 11.7 | 11.7 | 11.7 | 17 | 17 | 17 | 17 | 17 | 17 | 17 | 17 | 17 | 5.5667 | 5.5667 | 5.5667 | 5.5667 | 5.5667 | 5.5667 | 5.5667 | 5.5667 | 5.5667 | 11.7 | 11.7 | 11.7 | 11.7 | 11.7 | 11.7 | 11.7 | 11.7 | 11.7
RO | 0 | 0 | 0 | 0 | 0 | 0 | 0 | 0 | 0 | 61 | 61 | 61 | 61 | 61 | 61 | 61 | 61 | 61 | 8.1 | 8.1 | 8.1 | 8.1 | 8.1 | 8.1 | 8.1 | 8.1 | 8.1 | 37.0667 | 37.0667 | 37.0667 | 37.0667 | 37.0667 | 37.0667 | 37.0667 | 37.0667 | 37.0667 | 28.3 | 28.3 | 28.3 | 28.3 | 28.3 | 28.3 | 28.3 | 28.3 | 28.3 | [27 empty] | 61 | 61 | 61 | 61 | 61 | 61 | 61 | 61 | 61 | 8.1 | 8.1 | 8.1 | 8.1 | 8.1 | 8.1 | 8.1 | 8.1 | 8.1 | 37.0667 | 37.0667 | 37.0667 | 37.0667 | 37.0667 | 37.0667 | 37.0667 | 37.0667 | 37.0667 | 61 | 61 | 61 | 61 | 61 | 61 | 61 | 61 | 61 | 8.1 | 8.1 | 8.1 | 8.1 | 8.1 | 8.1 | 8.1 | 8.1 | 8.1 | 37.0667 | 37.0667 | 37.0667 | 37.0667 | 37.0667 | 37.0667 | 37.0667 | 37.0667 | 37.0667
RS | 0.125 | 0.125 | 0.125 | 0.125 | 0.125 | 0.125 | 0.125 | 0.125 | 0.125 | 24.9639 | 24.9639 | 24.9639 | 24.9639 | 24.9639 | 24.9639 | 24.9639 | 24.9639 | 24.9639 | 0.98225 | 0.98225 | 0.98225 | 0.98225 | 0.98225 | 0.98225 | 0.98225 | 0.98225 | 0.98225 | 15.5121 | 15.5121 | 15.5121 | 15.5121 | 15.5121 | 15.5121 | 15.5121 | 15.5121 | 15.5121 | 15.7929 | 15.7929 | 15.7929 | 15.7929 | 15.7929 | 15.7929 | 15.7929 | 15.7929 | 15.7929 | [27 empty] | 24.9639 | 24.9639 | 24.9639 | 24.9639 | 24.9639 | 24.9639 | 24.9639 | 24.9639 | 24.9639 | 0.98225 | 0.98225 | 0.98225 | 0.98225 | 0.98225 | 0.98225 | 0.98225 | 0.98225 | 0.98225 | 15.5121 | 15.5121 | 15.5121 | 15.5121 | 15.5121 | 15.5121 | 15.5121 | 15.5121 | 15.5121 | 24.9639 | 24.9639 | 24.9639 | 24.9639 | 24.9639 | 24.9639 | 24.9639 | 24.9639 | 24.9639 | 0.98225 | 0.98225 | 0.98225 | 0.98225 | 0.98225 | 0.98225 | 0.98225 | 0.98225 | 0.98225 | 15.5121 | 15.5121 | 15.5121 | 15.5121 | 15.5121 | 15.5121 | 15.5121 | 15.5121 | 15.5121
SE | 16 | 16 | 16 | 16 | 16 | 16 | 16 | 16 | 16 | 31.1333 | 31.1333 | 31.1333 | 31.1333 | 31.1333 | 31.1333 | 31.1333 | 31.1333 | 31.1333 | 55.9 | 55.9 | 55.9 | 55.9 | 55.9 | 55.9 | 55.9 | 55.9 | 55.9 | 10 | 10 | 10 | 10 | 10 | 10 | 10 | 10 | 10 | 6.2 | 6.2 | 6.2 | 6.2 | 6.2 | 6.2 | 6.2 | 6.2 | 6.2 | [27 empty] | 31.1333 | 31.1333 | 31.1333 | 31.1333 | 31.1333 | 31.1333 | 31.1333 | 31.1333 | 31.1333 | 55.9 | 55.9 | 55.9 | 55.9 | 55.9 | 55.9 | 55.9 | 55.9 | 55.9 | 10 | 10 | 10 | 10 | 10 | 10 | 10 | 10 | 10 | 31.1333 | 31.1333 | 31.1333 | 31.1333 | 31.1333 | 31.1333 | 31.1333 | 31.1333 | 31.1333 | 55.9 | 55.9 | 55.9 | 55.9 | 55.9 | 55.9 | 55.9 | 55.9 | 55.9 | 10 | 10 | 10 | 10 | 10 | 10 | 10 | 10 | 10
SI | 0 | 0 | 0 | 0 | 0 | 0 | 0 | 0 | 0 | 2.7667 | 2.7667 | 2.7667 | 2.7667 | 2.7667 | 2.7667 | 2.7667 | 2.7667 | 2.7667 | 0.1 | 0.1 | 0.1 | 0.1 | 0.1 | 0.1 | 0.1 | 0.1 | 0.1 | 1.8 | 1.8 | 1.8 | 1.8 | 1.8 | 1.8 | 1.8 | 1.8 | 1.8 | 1 | 1 | 1 | 1 | 1 | 1 | 1 | 1 | 1 | [27 empty] | 2.7667 | 2.7667 | 2.7667 | 2.7667 | 2.7667 | 2.7667 | 2.7667 | 2.7667 | 2.7667 | 0.1 | 0.1 | 0.1 | 0.1 | 0.1 | 0.1 | 0.1 | 0.1 | 0.1 | 1.8 | 1.8 | 1.8 | 1.8 | 1.8 | 1.8 | 1.8 | 1.8 | 1.8 | 2.7667 | 2.7667 | 2.7667 | 2.7667 | 2.7667 | 2.7667 | 2.7667 | 2.7667 | 2.7667 | 0.1 | 0.1 | 0.1 | 0.1 | 0.1 | 0.1 | 0.1 | 0.1 | 0.1 | 1.8 | 1.8 | 1.8 | 1.8 | 1.8 | 1.8 | 1.8 | 1.8 | 1.8
SK | 0 | 0 | 0 | 0 | 0 | 0 | 0 | 0 | 0 | 9.0667 | 9.0667 | 9.0667 | 9.0667 | 9.0667 | 9.0667 | 9.0667 | 9.0667 | 9.0667 | 0 | 0 | 0 | 0 | 0 | 0 | 0 | 0 | 0 | 6.1 | 6.1 | 6.1 | 6.1 | 6.1 | 6.1 | 6.1 | 6.1 | 6.1 | 3.9 | 3.9 | 3.9 | 3.9 | 3.9 | 3.9 | 3.9 | 3.9 | 3.9 | [27 empty] | 9.0667 | 9.0667 | 9.0667 | 9.0667 | 9.0667 | 9.0667 | 9.0667 | 9.0667 | 9.0667 | 0 | 0 | 0 | 0 | 0 | 0 | 0 | 0 | 0 | 6.1 | 6.1 | 6.1 | 6.1 | 6.1 | 6.1 | 6.1 | 6.1 | 6.1 | 9.0667 | 9.0667 | 9.0667 | 9.0667 | 9.0667 | 9.0667 | 9.0667 | 9.0667 | 9.0667 | 0 | 0 | 0 | 0 | 0 | 0 | 0 | 0 | 0 | 6.1 | 6.1 | 6.1 | 6.1 | 6.1 | 6.1 | 6.1 | 6.1 | 6.1
UA | 0 | 0 | 0 | 0 | 0 | 0 | 0 | 0 | 0 | 0 | 0 | 0 | 0 | 0 | 0 | 0 | 0 | 0 | 0 | 0 | 0 | 0 | 0 | 0 | 0 | 0 | 0 | 0 | 0 | 0 | 0 | 0 | 0 | 0 | 0 | 0 | 0 | 0 | 0 | 0 | 0 | 0 | 0 | 0 | 0 | [27 empty] | 0 | 0 | 0 | 0 | 0 | 0 | 0 | 0 | 0 | 0 | 0 | 0 | 0 | 0 | 0 | 0 | 0 | 0 | 0 | 0 | 0 | 0 | 0 | 0 | 0 | 0 | 0 | 0 | 0 | 0 | 0 | 0 | 0 | 0 | 0 | 0 | 0 | 0 | 0 | 0 | 0 | 0 | 0 | 0 | 0 | 0 | 0 | 0 | 0 | 0 | 0 | 0 | 0 | 0
UK | 3.25 | 3.25 | 3.25 | 3.25 | 3.25 | 3.25 | 3.25 | 3.25 | 3.25 | 70.8333 | 70.8333 | 70.8333 | 70.8333 | 70.8333 | 70.8333 | 70.8333 | 70.8333 | 70.8333 | 104.1333 | 104.1333 | 104.1333 | 104.1333 | 104.1333 | 104.1333 | 104.1333 | 104.1333 | 104.1333 | 59.7667 | 59.7667 | 59.7667 | 59.7667 | 59.7667 | 59.7667 | 59.7667 | 59.7667 | 59.7667 | 34.4 | 34.4 | 34.4 | 34.4 | 34.4 | 34.4 | 34.4 | 34.4 | 34.4 | [27 empty] | 70.8333 | 70.8333 | 70.8333 | 70.8333 | 70.8333 | 70.8333 | 70.8333 | 70.8333 | 70.8333 | 104.1333 | 104.1333 | 104.1333 | 104.1333 | 104.1333 | 104.1333 | 104.1333 | 104.1333 | 104.1333 | 59.7667 | 59.7667 | 59.7667 | 59.7667 | 59.7667 | 59.7667 | 59.7667 | 59.7667 | 59.7667 | 70.8333 | 70.8333 | 70.8333 | 70.8333 | 70.8333 | 70.8333 | 70.8333 | 70.8333 | 70.8333 | 104.1333 | 104.1333 | 104.1333 | 104.1333 | 104.1333 | 104.1333 | 104.1333 | 104.1333 | 104.1333 | 59.7667 | 59.7667 | 59.7667 | 59.7667 | 59.7667 | 59.7667 | 59.7667 | 59.7667 | 59.7667
EE | 0 | 0 | 0 | 0 | 0 | 0 | 0 | 0 | 0 | 5.2667 | 5.2667 | 5.2667 | 5.2667 | 5.2667 | 5.2667 | 5.2667 | 5.2667 | 5.2667 | 18.6333 | 18.6333 | 18.6333 | 18.6333 | 18.6333 | 18.6333 | 18.6333 | 18.6333 | 18.6333 | 2.4333 | 2.4333 | 2.4333 | 2.4333 | 2.4333 | 2.4333 | 2.4333 | 2.4333 | 2.4333 | 1.9 | 1.9 | 1.9 | 1.9 | 1.9 | 1.9 | 1.9 | 1.9 | 1.9 | [27 empty] | 5.2667 | 5.2667 | 5.2667 | 5.2667 | 5.2667 | 5.2667 | 5.2667 | 5.2667 | 5.2667 | 18.6333 | 18.6333 | 18.6333 | 18.6333 | 18.6333 | 18.6333 | 18.6333 | 18.6333 | 18.6333 | 2.4333 | 2.4333 | 2.4333 | 2.4333 | 2.4333 | 2.4333 | 2.4333 | 2.4333 | 2.4333 | 5.2667 | 5.2667 | 5.2667 | 5.2667 | 5.2667 | 5.2667 | 5.2667 | 5.2667 | 5.2667 | 18.6333 | 18.6333 | 18.6333 | 18.6333 | 18.6333 | 18.6333 | 18.6333 | 18.6333 | 18.6333 | 2.4333 | 2.4333 | 2.4333 | 2.4333 | 2.4333 | 2.4333 | 2.4333 | 2.4333 | 2.4333
LT | 0 | 0 | 0 | 0 | 0 | 0 | 0 | 0 | 0 | 12.5333 | 12.5333 | 12.5333 | 12.5333 | 12.5333 | 12.5333 | 12.5333 | 12.5333 | 12.5333 | 3.0667 | 3.0667 | 3.0667 | 3.0667 | 3.0667 | 3.0667 | 3.0667 | 3.0667 | 3.0667 | 6.9 | 6.9 | 6.9 | 6.9 | 6.9 | 6.9 | 6.9 | 6.9 | 6.9 | 5.5 | 5.5 | 5.5 | 5.5 | 5.5 | 5.5 | 5.5 | 5.5 | 5.5 | [27 empty] | 12.5333 | 12.5333 | 12.5333 | 12.5333 | 12.5333 | 12.5333 | 12.5333 | 12.5333 | 12.5333 | 3.0667 | 3.0667 | 3.0667 | 3.0667 | 3.0667 | 3.0667 | 3.0667 | 3.0667 | 3.0667 | 6.9 | 6.9 | 6.9 | 6.9 | 6.9 | 6.9 | 6.9 | 6.9 | 6.9 | 12.5333 | 12.5333 | 12.5333 | 12.5333 | 12.5333 | 12.5333 | 12.5333 | 12.5333 | 12.5333 | 3.0667 | 3.0667 | 3.0667 | 3.0667 | 3.0667 | 3.0667 | 3.0667 | 3.0667 | 3.0667 | 6.9 | 6.9 | 6.9 | 6.9 | 6.9 | 6.9 | 6.9 | 6.9 | 6.9
LV | 0 | 0 | 0 | 0 | 0 | 0 | 0 | 0 | 0 | 9.4667 | 9.4667 | 9.4667 | 9.4667 | 9.4667 | 9.4667 | 9.4667 | 9.4667 | 9.4667 | 14.3667 | 14.3667 | 14.3667 | 14.3667 | 14.3667 | 14.3667 | 14.3667 | 14.3667 | 14.3667 | 4.5333 | 4.5333 | 4.5333 | 4.5333 | 4.5333 | 4.5333 | 4.5333 | 4.5333 | 4.5333 | 3.6 | 3.6 | 3.6 | 3.6 | 3.6 | 3.6 | 3.6 | 3.6 | 3.6 | [27 empty] | 9.4667 | 9.4667 | 9.4667 | 9.4667 | 9.4667 | 9.4667 | 9.4667 | 9.4667 | 9.4667 | 14.3667 | 14.3667 | 14.3667 | 14.3667 | 14.3667 | 14.3667 | 14.3667 | 14.3667 | 14.3667 | 4.5333 | 4.5333 | 4.5333 | 4.5333 | 4.5333 | 4.5333 | 4.5333 | 4.5333 | 4.5333 | 9.4667 | 9.4667 | 9.4667 | 9.4667 | 9.4667 | 9.4667 | 9.4667 | 9.4667 | 9.4667 | 14.3667 | 14.3667 | 14.3667 | 14.3667 | 14.3667 | 14.3667 | 14.3667 | 14.3667 | 14.3667 | 4.5333 | 4.5333 | 4.5333 | 4.5333 | 4.5333 | 4.5333 | 4.5333 | 4.5333 | 4.5333
RU | 0 | 0 | 0 | 0 | 0 | 0 | 0 | 0 | 0 | 0 | 0 | 0 | 0 | 0 | 0 | 0 | 0 | 0 | 0 | 0 | 0 | 0 | 0 | 0 | 0 | 0 | 0 | 0 | 0 | 0 | 0 | 0 | 0 | 0 | 0 | 0 | 0 | 0 | 0 | 0 | 0 | 0 | 0 | 0 | 0 | [27 empty] | 0 | 0 | 0 | 0 | 0 | 0 | 0 | 0 | 0 | 0 | 0 | 0 | 0 | 0 | 0 | 0 | 0 | 0 | 0 | 0 | 0 | 0 | 0 | 0 | 0 | 0 | 0 | 0 | 0 | 0 | 0 | 0 | 0 | 0 | 0 | 0 | 0 | 0 | 0 | 0 | 0 | 0 | 0 | 0 | 0 | 0 | 0 | 0 | 0 | 0 | 0 | 0 | 0 | 0
BY | 0 | 0 | 0 | 0 | 0 | 0 | 0 | 0 | 0 | 0 | 0 | 0 | 0 | 0 | 0 | 0 | 0 | 0 | 0 | 0 | 0 | 0 | 0 | 0 | 0 | 0 | 0 | 0 | 0 | 0 | 0 | 0 | 0 | 0 | 0 | 0 | 0 | 0 | 0 | 0 | 0 | 0 | 0 | 0 | 0 | [27 empty] | 0 | 0 | 0 | 0 | 0 | 0 | 0 | 0 | 0 | 0 | 0 | 0 | 0 | 0 | 0 | 0 | 0 | 0 | 0 | 0 | 0 | 0 | 0 | 0 | 0 | 0 | 0 | 0 | 0 | 0 | 0 | 0 | 0 | 0 | 0 | 0 | 0 | 0 | 0 | 0 | 0 | 0 | 0 | 0 | 0 | 0 | 0 | 0 | 0 | 0 | 0 | 0 | 0 | 0
Availability
Country | CSP
| 2010 | 2015 | 2020 | 2025 | 2030 | 2035 | 2040 | 2045 | 2050
AL | 7 | 7 | 7 | 7 | 7 | 7 | 7 | 7 | 7
AT | 5 | 5 | 5 | 5 | 5 | 5 | 5 | 5 | 5
BA | 7 | 7 | 7 | 7 | 7 | 7 | 7 | 7 | 7
BE | 4 | 4 | 4 | 4 | 4 | 4 | 4 | 4 | 4
BG | 7 | 7 | 7 | 7 | 7 | 7 | 7 | 7 | 7
CH | 6 | 6 | 6 | 6 | 6 | 6 | 6 | 6 | 6
CZ | 5 | 5 | 5 | 5 | 5 | 5 | 5 | 5 | 5
DE | 4 | 4 | 4 | 4 | 4 | 4 | 4 | 4 | 4
DK | 3 | 3 | 3 | 3 | 3 | 3 | 3 | 3 | 3
ES | 9 | 9 | 9 | 9 | 9 | 9 | 9 | 9 | 9
FI | 1 | 1 | 1 | 1 | 1 | 1 | 1 | 1 | 1
FR | 5 | 5 | 5 | 5 | 5 | 5 | 5 | 5 | 5
GR | 9 | 9 | 9 | 9 | 9 | 9 | 9 | 9 | 9
HR | 6 | 6 | 6 | 6 | 6 | 6 | 6 | 6 | 6
HU | 6 | 6 | 6 | 6 | 6 | 6 | 6 | 6 | 6
IE | 3 | 3 | 3 | 3 | 3 | 3 | 3 | 3 | 3
IT | 7 | 7 | 7 | 7 | 7 | 7 | 7 | 7 | 7
LU | 5 | 5 | 5 | 5 | 5 | 5 | 5 | 5 | 5
ME | 7 | 7 | 7 | 7 | 7 | 7 | 7 | 7 | 7
MK | 7 | 7 | 7 | 7 | 7 | 7 | 7 | 7 | 7
NL | 4 | 4 | 4 | 4 | 4 | 4 | 4 | 4 | 4
NO | 1 | 1 | 1 | 1 | 1 | 1 | 1 | 1 | 1
PL | 4 | 4 | 4 | 4 | 4 | 4 | 4 | 4 | 4
PT | 9 | 9 | 9 | 9 | 9 | 9 | 9 | 9 | 9
RO | 6 | 6 | 6 | 6 | 6 | 6 | 6 | 6 | 6
RS | 7 | 7 | 7 | 7 | 7 | 7 | 7 | 7 | 7
SE | 1 | 1 | 1 | 1 | 1 | 1 | 1 | 1 | 1
SI | 6 | 6 | 6 | 6 | 6 | 6 | 6 | 6 | 6
SK | 5 | 5 | 5 | 5 | 5 | 5 | 5 | 5 | 5
UA | 0 | 0 | 0 | 0 | 0 | 0 | 0 | 0 | 0
UK | 3 | 3 | 3 | 3 | 3 | 3 | 3 | 3 | 3
EE | 2 | 2 | 2 | 2 | 2 | 2 | 2 | 2 | 2
LT | 3 | 3 | 3 | 3 | 3 | 3 | 3 | 3 | 3
LV | 3 | 3 | 3 | 3 | 3 | 3 | 3 | 3 | 3
RU | 0 | 0 | 0 | 0 | 0 | 0 | 0 | 0 | 0
BY | 0 | 0 | 0 | 0 | 0 | 0 | 0 | 0 | 0
Reserves
Country | positive | [8 empty] | negative
| 2010 | 2015 | 2020 | 2025 | 2030 | 2035 | 2040 | 2045 | 2050 | 2010 | 2015 | 2020 | 2025 | 2030 | 2035 | 2040 | 2045 | 2050
AL | 0 | 0 | 0 | 0 | 0 | 0 | 0 | 0 | 0 | 0 | 0 | 0 | 0 | 0 | 0 | 0 | 0 | 0
AT | 0 | 0 | 0 | 0 | 0 | 0 | 0 | 0 | 0 | 0 | 0 | 0 | 0 | 0 | 0 | 0 | 0 | 0
BA | 1 | 1 | 1 | 1 | 1 | 1 | 1 | 1 | 1 | 0 | 1 | 1 | 1 | 1 | 1 | 1 | 1 | 1
BE | 0 | 0 | 0 | 0 | 0 | 0 | 0 | 0 | 0 | 0 | 0 | 0 | 0 | 0 | 0 | 0 | 0 | 0
BG | 0 | 0 | 0 | 0 | 0 | 0 | 0 | 0 | 0 | 0 | 0 | 0 | 0 | 0 | 0 | 0 | 0 | 0
CH | 0 | 0 | 0 | 0 | 0 | 0 | 0 | 0 | 0 | 0 | 0 | 0 | 0 | 0 | 0 | 0 | 0 | 0
CZ | 0 | 0 | 0 | 0 | 0 | 0 | 0 | 0 | 0 | 0 | 1 | 0 | 0 | 0 | 0 | 0 | 0 | 0
DE | 0 | 0 | 0 | 0 | 0 | 0 | 0 | 0 | 0 | 0 | 0 | 0 | 0 | 0 | 0 | 0 | 0 | 0
DK | 0 | 0 | 0 | 0 | 0 | 0 | 0 | 0 | 0 | 0 | 0 | 0 | 0 | 0 | 0 | 0 | 0 | 0
ES | 0 | 0 | 0 | 0 | 0 | 0 | 0 | 0 | 0 | 0 | 0 | 0 | 0 | 0 | 0 | 0 | 0 | 0
FI | 0 | 0 | 0 | 0 | 0 | 0 | 0 | 0 | 0 | 0 | 0 | 0 | 0 | 0 | 0 | 0 | 0 | 0
FR | 0 | 0 | 0 | 0 | 0 | 0 | 0 | 0 | 0 | 0 | 0 | 0 | 0 | 0 | 0 | 0 | 0 | 0
GR | 0 | 0 | 0 | 0 | 0 | 0 | 0 | 0 | 0 | 0 | 0 | 0 | 0 | 0 | 0 | 0 | 0 | 0
HR | 0 | 0 | 0 | 0 | 0 | 0 | 0 | 0 | 0 | 0 | 0 | 0 | 0 | 0 | 0 | 0 | 0 | 0
HU | 0 | 0 | 0 | 0 | 0 | 0 | 0 | 0 | 0 | 1 | 0 | 0 | 0 | 0 | 0 | 0 | 0 | 0
IE | 0 | 0 | 0 | 0 | 0 | 0 | 0 | 0 | 0 | 0 | 0 | 0 | 0 | 0 | 0 | 0 | 0 | 0
IT | 0 | 0 | 0 | 0 | 0 | 0 | 0 | 0 | 0 | 0 | 0 | 0 | 0 | 0 | 0 | 0 | 0 | 0
LU | 0 | 0 | 0 | 0 | 0 | 0 | 0 | 0 | 0 | 0 | 0 | 0 | 0 | 0 | 0 | 0 | 0 | 0
ME | 0 | 0 | 0 | 0 | 0 | 0 | 0 | 0 | 0 | 0 | 0 | 0 | 0 | 0 | 0 | 0 | 0 | 0
MK | 0 | 0 | 0 | 0 | 0 | 0 | 0 | 0 | 0 | 0 | 0 | 0 | 0 | 0 | 0 | 0 | 0 | 0
NL | 0 | 0 | 0 | 0 | 0 | 0 | 0 | 0 | 0 | 0 | 0 | 0 | 0 | 0 | 0 | 0 | 0 | 0
NO | 0 | 0 | 0 | 0 | 0 | 0 | 0 | 0 | 0 | 0 | 0 | 0 | 0 | 0 | 0 | 0 | 0 | 0
PL | 0 | 0 | 0 | 0 | 0 | 0 | 0 | 0 | 0 | 0 | 0 | 0 | 0 | 0 | 0 | 0 | 0 | 0
PT | 0 | 0 | 0 | 0 | 0 | 0 | 0 | 0 | 0 | 0 | 0 | 0 | 0 | 0 | 0 | 0 | 0 | 0
RO | 0 | 0 | 0 | 0 | 0 | 0 | 0 | 0 | 0 | 0 | 0 | 0 | 0 | 0 | 0 | 0 | 0 | 0
RS | 0 | 0 | 0 | 0 | 0 | 0 | 0 | 0 | 0 | 0 | 0 | 0 | 0 | 0 | 0 | 0 | 0 | 0
SE | 0 | 0 | 0 | 0 | 0 | 0 | 0 | 0 | 0 | 0 | 0 | 0 | 0 | 0 | 0 | 0 | 0 | 0
SI | 0 | 0 | 0 | 0 | 0 | 0 | 0 | 0 | 0 | 0 | 0 | 0 | 0 | 0 | 0 | 0 | 0 | 0
SK | 0 | 0 | 0 | 0 | 0 | 0 | 0 | 0 | 0 | 0 | 0 | 0 | 0 | 0 | 0 | 0 | 0 | 0
UA | 0 | 0 | 0 | 0 | 0 | 0 | 0 | 0 | 0 | 0 | 0 | 0 | 0 | 0 | 0 | 0 | 0 | 0
UK | 0 | 0 | 0 | 0 | 0 | 0 | 0 | 0 | 0 | 0 | 0 | 0 | 0 | 0 | 0 | 0 | 0 | 0
EE | 0 | 0 | 0 | 0 | 0 | 0 | 0 | 0 | 0 | 0 | 0 | 0 | 0 | 0 | 0 | 0 | 0 | 0
LT | 0 | 0 | 0 | 0 | 0 | 0 | 0 | 0 | 0 | 0 | 0 | 0 | 0 | 0 | 0 | 0 | 0 | 0
LV | 0 | 0 | 0 | 0 | 0 | 0 | 0 | 0 | 0 | 0 | 0 | 0 | 0 | 0 | 0 | 0 | 0 | 0
RU | 0 | 0 | 0 | 0 | 0 | 0 | 0 | 0 | 0 | 0 | 0 | 0 | 0 | 0 | 0 | 0 | 0 | 0
BY | 0 | 0 | 0 | 0 | 0 | 0 | 0 | 0 | 0 | 0 | 0 | 0 | 0 | 0 | 0 | 0 | 0 | 0
|  | Steigung | 10% | [7 empty] | Steigung | 0.1 | [7 empty] | Steigung | 0.1 | [69 empty] | 0.1
Full load hours
Country | Wind onshore 1 | [8 empty] | Wind offshore 1 | [8 empty] | Solar 1 | [8 empty] | Wind onshore 2 | [8 empty] | Wind offshore 2 | [8 empty] | Solar 2 | [8 empty] | Wind onshore 3 | [8 empty] | Wind offshore 3 | [8 empty] | Solar 3 | [8 empty] | RoR | [8 empty] | Solar2Heat DH 1 | [8 empty] | Solar2Heat DH 2 | [8 empty] | Solar2Heat DH 3
| 2010 | 2015 | 2020 | 2025 | 2030 | 2035 | 2040 | 2045 | 2050 | 2010 | 2015 | 2020 | 2025 | 2030 | 2035 | 2040 | 2045 | 2050 | 2010 | 2015 | 2020 | 2025 | 2030 | 2035 | 2040 | 2045 | 2050 | 2010 | 2015 | 2020 | 2025 | 2030 | 2035 | 2040 | 2045 | 2050 | 2010 | 2015 | 2020 | 2025 | 2030 | 2035 | 2040 | 2045 | 2050 | 2010 | 2015 | 2020 | 2025 | 2030 | 2035 | 2040 | 2045 | 2050 | 2010 | 2015 | 2020 | 2025 | 2030 | 2035 | 2040 | 2045 | 2050 | 2010 | 2015 | 2020 | 2025 | 2030 | 2035 | 2040 | 2045 | 2050 | 2010 | 2015 | 2020 | 2025 | 2030 | 2035 | 2040 | 2045 | 2050 | 2010 | 2015 | 2020 | 2025 | 2030 | 2035 | 2040 | 2045 | 2050 | 2010 | 2015 | 2020 | 2025 | 2030 | 2035 | 2040 | 2045 | 2050 | 2010 | 2015 | 2020 | 2025 | 2030 | 2035 | 2040 | 2045 | 2050 | 2010 | 2015 | 2020 | 2025 | 2030 | 2035 | 2040 | 2045 | 2050
AL | 2000 | 1980 | 2008.2857 | 2036.5714 | 2064.8571 | 2093.1429 | 2121.4286 | 2149.7143 | 2178 | 1980 | 1980 | 2008.2857 | 2036.5714 | 2064.8571 | 2093.1429 | 2121.4286 | 2149.7143 | 2178 | 1355.9113 | 1355.9113 | 1375.2815 | 1394.6517 | 1414.0218 | 1433.392 | 1452.7621 | 1472.1323 | 1491.5025 | 1600 | 1584 | 1606.6286 | 1629.2571 | 1651.8857 | 1674.5143 | 1697.1429 | 1719.7714 | 1742.4 | 1782 | 1782 | 1807.4571 | 1832.9143 | 1858.3714 | 1883.8286 | 1909.2857 | 1934.7429 | 1960.2 | 1152.5246 | 1152.5246 | 1168.9893 | 1185.4539 | 1201.9185 | 1218.3832 | 1234.8478 | 1251.3125 | 1267.7771 | 1200 | 1188 | 1204.9714 | 1221.9429 | 1238.9143 | 1255.8857 | 1272.8571 | 1289.8286 | 1306.8 | 1584 | 1584 | 1606.6286 | 1629.2571 | 1651.8857 | 1674.5143 | 1697.1429 | 1719.7714 | 1742.4 | 949.1379 | 949.1379 | 962.697 | 976.2562 | 989.8153 | 1003.3744 | 1016.9335 | 1030.4926 | 1044.0517 | 3171.4833 | 3171.4833 | 3171.4833 | 3171.4833 | 3171.4833 | 3171.4833 | 3171.4833 | 3171.4833 | 3171.4833
AT | 1800 | 1782 | 1807.4571 | 1832.9143 | 1858.3714 | 1883.8286 | 1909.2857 | 1934.7429 | 1960.2 | 0 | 0 | 0 | 0 | 0 | 0 | 0 | 0 | 0 | 1178.8996 | 1178.8996 | 1195.7411 | 1212.5825 | 1229.4239 | 1246.2653 | 1263.1068 | 1279.9482 | 1296.7896 | 1440 | 1425.6 | 1445.9657 | 1466.3314 | 1486.6971 | 1507.0629 | 1527.4286 | 1547.7943 | 1568.16 | 0 | 0 | 0 | 0 | 0 | 0 | 0 | 0 | 0 | 1002.0647 | 1002.0647 | 1016.3799 | 1030.6951 | 1045.0103 | 1059.3255 | 1073.6408 | 1087.956 | 1102.2712 | 1080 | 1069.2 | 1084.4743 | 1099.7486 | 1115.0229 | 1130.2971 | 1145.5714 | 1160.8457 | 1176.12 | 0 | 0 | 0 | 0 | 0 | 0 | 0 | 0 | 0 | 825.2298 | 825.2298 | 837.0188 | 848.8077 | 860.5967 | 872.3857 | 884.1747 | 895.9637 | 907.7527 | 3602.5144 | 3602.5144 | 3602.5144 | 3602.5144 | 3602.5144 | 3602.5144 | 3602.5144 | 3602.5144 | 3602.5144
BA | 1700 | 1683 | 1707.0429 | 1731.0857 | 1755.1286 | 1779.1714 | 1803.2143 | 1827.2571 | 1851.3 | 0 | 0 | 0 | 0 | 0 | 0 | 0 | 0 | 0 | 1240.3502 | 1240.3502 | 1258.0695 | 1275.7888 | 1293.508 | 1311.2273 | 1328.9466 | 1346.6659 | 1364.3852 | 1360 | 1346.4 | 1365.6343 | 1384.8686 | 1404.1029 | 1423.3371 | 1442.5714 | 1461.8057 | 1481.04 | 0 | 0 | 0 | 0 | 0 | 0 | 0 | 0 | 0 | 1054.2976 | 1054.2976 | 1069.359 | 1084.4204 | 1099.4818 | 1114.5432 | 1129.6046 | 1144.666 | 1159.7274 | 1020 | 1009.8 | 1024.2257 | 1038.6514 | 1053.0771 | 1067.5029 | 1081.9286 | 1096.3543 | 1110.78 | 0 | 0 | 0 | 0 | 0 | 0 | 0 | 0 | 0 | 868.2451 | 868.2451 | 880.6486 | 893.0521 | 905.4556 | 917.8591 | 930.2626 | 942.6661 | 955.0696 | 3171.4833 | 3171.4833 | 3171.4833 | 3171.4833 | 3171.4833 | 3171.4833 | 3171.4833 | 3171.4833 | 3171.4833
BE | 2047 | 2026.53 | 2055.4804 | 2084.4309 | 2113.3813 | 2142.3317 | 2171.2821 | 2200.2326 | 2229.183 | 3060 | 3060 | 3103.7143 | 3147.4286 | 3191.1429 | 3234.8571 | 3278.5714 | 3322.2857 | 3366 | 1060.1841 | 1060.1841 | 1075.3296 | 1090.4751 | 1105.6205 | 1120.766 | 1135.9115 | 1151.057 | 1166.2025 | 1637.6 | 1621.224 | 1644.3843 | 1667.5447 | 1690.705 | 1713.8654 | 1737.0257 | 1760.1861 | 1783.3464 | 2754 | 2754 | 2793.3429 | 2832.6857 | 2872.0286 | 2911.3714 | 2950.7143 | 2990.0571 | 3029.4 | 901.1565 | 901.1565 | 914.0301 | 926.9038 | 939.7775 | 952.6511 | 965.5248 | 978.3984 | 991.2721 | 1228.2 | 1215.918 | 1233.2883 | 1250.6585 | 1268.0288 | 1285.399 | 1302.7693 | 1320.1395 | 1337.5098 | 2448 | 2448 | 2482.9714 | 2517.9429 | 2552.9143 | 2587.8857 | 2622.8571 | 2657.8286 | 2692.8 | 742.1289 | 742.1289 | 752.7307 | 763.3325 | 773.9344 | 784.5362 | 795.1381 | 805.7399 | 816.3417 | 4466.0194 | 4466.0194 | 4466.0194 | 4466.0194 | 4466.0194 | 4466.0194 | 4466.0194 | 4466.0194 | 4466.0194
BG | 1800 | 1782 | 1807.4571 | 1832.9143 | 1858.3714 | 1883.8286 | 1909.2857 | 1934.7429 | 1960.2 | 1890 | 1890 | 1917 | 1944 | 1971 | 1998 | 2025 | 2052 | 2079 | 1340.4866 | 1340.4866 | 1359.6364 | 1378.7862 | 1397.936 | 1417.0858 | 1436.2356 | 1455.3854 | 1474.5353 | 1440 | 1425.6 | 1445.9657 | 1466.3314 | 1486.6971 | 1507.0629 | 1527.4286 | 1547.7943 | 1568.16 | 1701 | 1701 | 1725.3 | 1749.6 | 1773.9 | 1798.2 | 1822.5 | 1846.8 | 1871.1 | 1139.4136 | 1139.4136 | 1155.6909 | 1171.9683 | 1188.2456 | 1204.523 | 1220.8003 | 1237.0776 | 1253.355 | 1080 | 1069.2 | 1084.4743 | 1099.7486 | 1115.0229 | 1130.2971 | 1145.5714 | 1160.8457 | 1176.12 | 1512 | 1512 | 1533.6 | 1555.2 | 1576.8 | 1598.4 | 1620 | 1641.6 | 1663.2 | 938.3406 | 938.3406 | 951.7455 | 965.1503 | 978.5552 | 991.9601 | 1005.3649 | 1018.7698 | 1032.1747 | 2630.9055 | 2630.9055 | 2630.9055 | 2630.9055 | 2630.9055 | 2630.9055 | 2630.9055 | 2630.9055 | 2630.9055
CH | 1500 | 1485 | 1506.2143 | 1527.4286 | 1548.6429 | 1569.8571 | 1591.0714 | 1612.2857 | 1633.5 | 0 | 0 | 0 | 0 | 0 | 0 | 0 | 0 | 0 | 1306.9199 | 1306.9199 | 1325.5902 | 1344.2605 | 1362.9308 | 1381.6011 | 1400.2713 | 1418.9416 | 1437.6119 | 1200 | 1188 | 1204.9714 | 1221.9429 | 1238.9143 | 1255.8857 | 1272.8571 | 1289.8286 | 1306.8 | 0 | 0 | 0 | 0 | 0 | 0 | 0 | 0 | 0 | 1110.8819 | 1110.8819 | 1126.7517 | 1142.6214 | 1158.4912 | 1174.3609 | 1190.2306 | 1206.1004 | 1221.9701 | 900 | 891 | 903.7286 | 916.4571 | 929.1857 | 941.9143 | 954.6429 | 967.3714 | 980.1 | 0 | 0 | 0 | 0 | 0 | 0 | 0 | 0 | 0 | 914.8439 | 914.8439 | 927.9131 | 940.9823 | 954.0515 | 967.1207 | 980.1899 | 993.2591 | 1006.3283 | 3171.4833 | 3171.4833 | 3171.4833 | 3171.4833 | 3171.4833 | 3171.4833 | 3171.4833 | 3171.4833 | 3171.4833
CZ | 1900 | 1881 | 1907.8714 | 1934.7429 | 1961.6143 | 1988.4857 | 2015.3571 | 2042.2286 | 2069.1 | 0 | 0 | 0 | 0 | 0 | 0 | 0 | 0 | 0 | 1110.7676 | 1110.7676 | 1126.6357 | 1142.5038 | 1158.372 | 1174.2401 | 1190.1082 | 1205.9763 | 1221.8444 | 1520 | 1504.8 | 1526.2971 | 1547.7943 | 1569.2914 | 1590.7886 | 1612.2857 | 1633.7829 | 1655.28 | 0 | 0 | 0 | 0 | 0 | 0 | 0 | 0 | 0 | 944.1525 | 944.1525 | 957.6404 | 971.1283 | 984.6162 | 998.1041 | 1011.5919 | 1025.0798 | 1038.5677 | 1140 | 1128.6 | 1144.7229 | 1160.8457 | 1176.9686 | 1193.0914 | 1209.2143 | 1225.3371 | 1241.46 | 0 | 0 | 0 | 0 | 0 | 0 | 0 | 0 | 0 | 777.5373 | 777.5373 | 788.645 | 799.7527 | 810.8604 | 821.968 | 833.0757 | 844.1834 | 855.2911 | 1846.6387 | 1846.6387 | 1846.6387 | 1846.6387 | 1846.6387 | 1846.6387 | 1846.6387 | 1846.6387 | 1846.6387
DE | 2000 | 1800 | 1825.7143 | 1851.4286 | 1877.1429 | 1902.8571 | 1928.5714 | 1954.2857 | 1980 | 3510 | 3510 | 3560.1429 | 3610.2857 | 3660.4286 | 3710.5714 | 3760.7143 | 3810.8571 | 3861 | 1063.0832 | 1063.0832 | 1078.2701 | 1093.457 | 1108.6439 | 1123.8308 | 1139.0177 | 1154.2046 | 1169.3915 | 1600 | 1440 | 1460.5714 | 1481.1429 | 1501.7143 | 1522.2857 | 1542.8571 | 1563.4286 | 1584 | 3159 | 3159 | 3204.1286 | 3249.2571 | 3294.3857 | 3339.5143 | 3384.6429 | 3429.7714 | 3474.9 | 903.6207 | 903.6207 | 916.5295 | 929.4384 | 942.3473 | 955.2561 | 968.165 | 981.0739 | 993.9827 | 1200 | 1080 | 1095.4286 | 1110.8571 | 1126.2857 | 1141.7143 | 1157.1429 | 1172.5714 | 1188 | 2808 | 2808 | 2848.1143 | 2888.2286 | 2928.3429 | 2968.4571 | 3008.5714 | 3048.6857 | 3088.8 | 744.1582 | 744.1582 | 754.789 | 765.4199 | 776.0507 | 786.6815 | 797.3124 | 807.9432 | 818.574 | 4498.4475 | 4498.4475 | 4498.4475 | 4498.4475 | 4498.4475 | 4498.4475 | 4498.4475 | 4498.4475 | 4498.4475 | 2000 | 2000 | 2028.5714 | 2057.1429 | 2085.7143 | 2114.2857 | 2142.8571 | 2171.4286 | 2200 | 1700 | 1700 | 1724.2857 | 1748.5714 | 1772.8571 | 1797.1429 | 1821.4286 | 1845.7143 | 1870 | 1400 | 1400 | 1420 | 1440 | 1460 | 1480 | 1500 | 1520 | 1540
DK | 2200 | 2178 | 2209.1143 | 2240.2286 | 2271.3429 | 2302.4571 | 2333.5714 | 2364.6857 | 2395.8 | 3420 | 3420 | 3468.8571 | 3517.7143 | 3566.5714 | 3615.4286 | 3664.2857 | 3713.1429 | 3762 | 1031.9752 | 1031.9752 | 1046.7177 | 1061.4602 | 1076.2027 | 1090.9452 | 1105.6877 | 1120.4302 | 1135.1727 | 1760 | 1742.4 | 1767.2914 | 1792.1829 | 1817.0743 | 1841.9657 | 1866.8571 | 1891.7486 | 1916.64 | 3078 | 3078 | 3121.9714 | 3165.9429 | 3209.9143 | 3253.8857 | 3297.8571 | 3341.8286 | 3385.8 | 877.1789 | 877.1789 | 889.71 | 902.2412 | 914.7723 | 927.3034 | 939.8345 | 952.3657 | 964.8968 | 1320 | 1306.8 | 1325.4686 | 1344.1371 | 1362.8057 | 1381.4743 | 1400.1429 | 1418.8114 | 1437.48 | 2736 | 2736 | 2775.0857 | 2814.1714 | 2853.2571 | 2892.3429 | 2931.4286 | 2970.5143 | 3009.6 | 722.3826 | 722.3826 | 732.7024 | 743.0221 | 753.3419 | 763.6616 | 773.9814 | 784.3011 | 794.6209 | 3000 | 3000 | 3000 | 3000 | 3000 | 3000 | 3000 | 3000 | 3000
ES | 2100 | 2079 | 2108.7 | 2138.4 | 2168.1 | 2197.8 | 2227.5 | 2257.2 | 2286.9 | 2250 | 2250 | 2282.1429 | 2314.2857 | 2346.4286 | 2378.5714 | 2410.7143 | 2442.8571 | 2475 | 1461.8425 | 1461.8425 | 1482.7259 | 1503.6094 | 1524.4929 | 1545.3763 | 1566.2598 | 1587.1432 | 1608.0267 | 1680 | 1663.2 | 1686.96 | 1710.72 | 1734.48 | 1758.24 | 1782 | 1805.76 | 1829.52 | 2025 | 2025 | 2053.9286 | 2082.8571 | 2111.7857 | 2140.7143 | 2169.6429 | 2198.5714 | 2227.5 | 1242.5661 | 1242.5661 | 1260.317 | 1278.068 | 1295.8189 | 1313.5699 | 1331.3208 | 1349.0718 | 1366.8227 | 1260 | 1247.4 | 1265.22 | 1283.04 | 1300.86 | 1318.68 | 1336.5 | 1354.32 | 1372.14 | 1800 | 1800 | 1825.7143 | 1851.4286 | 1877.1429 | 1902.8571 | 1928.5714 | 1954.2857 | 1980 | 1023.2897 | 1023.2897 | 1037.9081 | 1052.5266 | 1067.145 | 1081.7634 | 1096.3818 | 1111.0003 | 1125.6187 | 1818.0414 | 1818.0414 | 1818.0414 | 1818.0414 | 1818.0414 | 1818.0414 | 1818.0414 | 1818.0414 | 1818.0414
FI | 2100 | 2079 | 2108.7 | 2138.4 | 2168.1 | 2197.8 | 2227.5 | 2257.2 | 2286.9 | 2340 | 2340 | 2373.4286 | 2406.8571 | 2440.2857 | 2473.7143 | 2507.1429 | 2540.5714 | 2574 | 863.7972 | 863.7972 | 876.1371 | 888.4771 | 900.8171 | 913.157 | 925.497 | 937.8369 | 950.1769 | 1680 | 1663.2 | 1686.96 | 1710.72 | 1734.48 | 1758.24 | 1782 | 1805.76 | 1829.52 | 2106 | 2106 | 2136.0857 | 2166.1714 | 2196.2571 | 2226.3429 | 2256.4286 | 2286.5143 | 2316.6 | 734.2276 | 734.2276 | 744.7166 | 755.2055 | 765.6945 | 776.1835 | 786.6724 | 797.1614 | 807.6504 | 1260 | 1247.4 | 1265.22 | 1283.04 | 1300.86 | 1318.68 | 1336.5 | 1354.32 | 1372.14 | 1872 | 1872 | 1898.7429 | 1925.4857 | 1952.2286 | 1978.9714 | 2005.7143 | 2032.4571 | 2059.2 | 604.658 | 604.658 | 613.296 | 621.934 | 630.5719 | 639.2099 | 647.8479 | 656.4859 | 665.1238 | 5086.7453 | 5086.7453 | 5086.7453 | 5086.7453 | 5086.7453 | 5086.7453 | 5086.7453 | 5086.7453 | 5086.7453
FR | 2000 | 1980 | 2008.2857 | 2036.5714 | 2064.8571 | 2093.1429 | 2121.4286 | 2149.7143 | 2178 | 3330 | 3330 | 3377.5714 | 3425.1429 | 3472.7143 | 3520.2857 | 3567.8571 | 3615.4286 | 3663 | 1183.8681 | 1183.8681 | 1200.7805 | 1217.6929 | 1234.6053 | 1251.5177 | 1268.4301 | 1285.3425 | 1302.2549 | 1600 | 1584 | 1606.6286 | 1629.2571 | 1651.8857 | 1674.5143 | 1697.1429 | 1719.7714 | 1742.4 | 2997 | 2997 | 3039.8143 | 3082.6286 | 3125.4429 | 3168.2571 | 3211.0714 | 3253.8857 | 3296.7 | 1006.2879 | 1006.2879 | 1020.6634 | 1035.0389 | 1049.4145 | 1063.79 | 1078.1656 | 1092.5411 | 1106.9166 | 1200 | 1188 | 1204.9714 | 1221.9429 | 1238.9143 | 1255.8857 | 1272.8571 | 1289.8286 | 1306.8 | 2664 | 2664 | 2702.0571 | 2740.1143 | 2778.1714 | 2816.2286 | 2854.2857 | 2892.3429 | 2930.4 | 828.7077 | 828.7077 | 840.5463 | 852.385 | 864.2237 | 876.0624 | 887.9011 | 899.7397 | 911.5784 | 2884.9394 | 2884.9394 | 2884.9394 | 2884.9394 | 2884.9394 | 2884.9394 | 2884.9394 | 2884.9394 | 2884.9394
GR | 2200 | 2178 | 2209.1143 | 2240.2286 | 2271.3429 | 2302.4571 | 2333.5714 | 2364.6857 | 2395.8 | 2250 | 2250 | 2282.1429 | 2314.2857 | 2346.4286 | 2378.5714 | 2410.7143 | 2442.8571 | 2475 | 1394.2623 | 1394.2623 | 1414.1803 | 1434.0984 | 1454.0164 | 1473.9344 | 1493.8525 | 1513.7705 | 1533.6885 | 1760 | 1742.4 | 1767.2914 | 1792.1829 | 1817.0743 | 1841.9657 | 1866.8571 | 1891.7486 | 1916.64 | 2025 | 2025 | 2053.9286 | 2082.8571 | 2111.7857 | 2140.7143 | 2169.6429 | 2198.5714 | 2227.5 | 1185.1229 | 1185.1229 | 1202.0533 | 1218.9836 | 1235.9139 | 1252.8443 | 1269.7746 | 1286.7049 | 1303.6352 | 1320 | 1306.8 | 1325.4686 | 1344.1371 | 1362.8057 | 1381.4743 | 1400.1429 | 1418.8114 | 1437.48 | 1800 | 1800 | 1825.7143 | 1851.4286 | 1877.1429 | 1902.8571 | 1928.5714 | 1954.2857 | 1980 | 975.9836 | 975.9836 | 989.9262 | 1003.8689 | 1017.8115 | 1031.7541 | 1045.6967 | 1059.6393 | 1073.582 | 1202.1484 | 1202.1484 | 1202.1484 | 1202.1484 | 1202.1484 | 1202.1484 | 1202.1484 | 1202.1484 | 1202.1484
HR | 1900 | 1881 | 1907.8714 | 1934.7429 | 1961.6143 | 1988.4857 | 2015.3571 | 2042.2286 | 2069.1 | 1980 | 1980 | 2008.2857 | 2036.5714 | 2064.8571 | 2093.1429 | 2121.4286 | 2149.7143 | 2178 | 1199.4042 | 1199.4042 | 1216.5386 | 1233.6729 | 1250.8073 | 1267.9416 | 1285.0759 | 1302.2103 | 1319.3446 | 1520 | 1504.8 | 1526.2971 | 1547.7943 | 1569.2914 | 1590.7886 | 1612.2857 | 1633.7829 | 1655.28 | 1782 | 1782 | 1807.4571 | 1832.9143 | 1858.3714 | 1883.8286 | 1909.2857 | 1934.7429 | 1960.2 | 1019.4936 | 1019.4936 | 1034.0578 | 1048.622 | 1063.1862 | 1077.7504 | 1092.3146 | 1106.8787 | 1121.4429 | 1140 | 1128.6 | 1144.7229 | 1160.8457 | 1176.9686 | 1193.0914 | 1209.2143 | 1225.3371 | 1241.46 | 1584 | 1584 | 1606.6286 | 1629.2571 | 1651.8857 | 1674.5143 | 1697.1429 | 1719.7714 | 1742.4 | 839.5829 | 839.5829 | 851.577 | 863.571 | 875.5651 | 887.5591 | 899.5532 | 911.5472 | 923.5412 | 2825.3968 | 2825.3968 | 2825.3968 | 2825.3968 | 2825.3968 | 2825.3968 | 2825.3968 | 2825.3968 | 2825.3968
HU | 2000 | 1980 | 2008.2857 | 2036.5714 | 2064.8571 | 2093.1429 | 2121.4286 | 2149.7143 | 2178 | 0 | 0 | 0 | 0 | 0 | 0 | 0 | 0 | 0 | 1188.7726 | 1188.7726 | 1205.755 | 1222.7375 | 1239.72 | 1256.7024 | 1273.6849 | 1290.6673 | 1307.6498 | 1600 | 1584 | 1606.6286 | 1629.2571 | 1651.8857 | 1674.5143 | 1697.1429 | 1719.7714 | 1742.4 | 0 | 0 | 0 | 0 | 0 | 0 | 0 | 0 | 0 | 1010.4567 | 1010.4567 | 1024.8918 | 1039.3269 | 1053.762 | 1068.1971 | 1082.6322 | 1097.0672 | 1111.5023 | 1200 | 1188 | 1204.9714 | 1221.9429 | 1238.9143 | 1255.8857 | 1272.8571 | 1289.8286 | 1306.8 | 0 | 0 | 0 | 0 | 0 | 0 | 0 | 0 | 0 | 832.1408 | 832.1408 | 844.0285 | 855.9162 | 867.804 | 879.6917 | 891.5794 | 903.4671 | 915.3549 | 3708.3333 | 3708.3333 | 3708.3333 | 3708.3333 | 3708.3333 | 3708.3333 | 3708.3333 | 3708.3333 | 3708.3333
IE | 2400 | 2376 | 2409.9429 | 2443.8857 | 2477.8286 | 2511.7714 | 2545.7143 | 2579.6571 | 2613.6 | 3600 | 3600 | 3651.4286 | 3702.8571 | 3754.2857 | 3805.7143 | 3857.1429 | 3908.5714 | 3960 | 974.7963 | 974.7963 | 988.722 | 1002.6477 | 1016.5733 | 1030.499 | 1044.4247 | 1058.3503 | 1072.276 | 1920 | 1900.8 | 1927.9543 | 1955.1086 | 1982.2629 | 2009.4171 | 2036.5714 | 2063.7257 | 2090.88 | 3240 | 3240 | 3286.2857 | 3332.5714 | 3378.8571 | 3425.1429 | 3471.4286 | 3517.7143 | 3564 | 828.5769 | 828.5769 | 840.4137 | 852.2505 | 864.0873 | 875.9241 | 887.761 | 899.5978 | 911.4346 | 1440 | 1425.6 | 1445.9657 | 1466.3314 | 1486.6971 | 1507.0629 | 1527.4286 | 1547.7943 | 1568.16 | 2880 | 2880 | 2921.1429 | 2962.2857 | 3003.4286 | 3044.5714 | 3085.7143 | 3126.8571 | 3168 | 682.3574 | 682.3574 | 692.1054 | 701.8534 | 711.6013 | 721.3493 | 731.0973 | 740.8452 | 750.5932 | 3584.7458 | 3584.7458 | 3584.7458 | 3584.7458 | 3584.7458 | 3584.7458 | 3584.7458 | 3584.7458 | 3584.7458
IT | 1700 | 1683 | 1707.0429 | 1731.0857 | 1755.1286 | 1779.1714 | 1803.2143 | 1827.2571 | 1851.3 | 1980 | 1980 | 2008.2857 | 2036.5714 | 2064.8571 | 2093.1429 | 2121.4286 | 2149.7143 | 2178 | 1317.5604 | 1317.5604 | 1336.3827 | 1355.205 | 1374.0272 | 1392.8495 | 1411.6718 | 1430.4941 | 1449.3164 | 1360 | 1346.4 | 1365.6343 | 1384.8686 | 1404.1029 | 1423.3371 | 1442.5714 | 1461.8057 | 1481.04 | 1782 | 1782 | 1807.4571 | 1832.9143 | 1858.3714 | 1883.8286 | 1909.2857 | 1934.7429 | 1960.2 | 1119.9263 | 1119.9263 | 1135.9253 | 1151.9242 | 1167.9232 | 1183.9221 | 1199.9211 | 1215.92 | 1231.9189 | 1020 | 1009.8 | 1024.2257 | 1038.6514 | 1053.0771 | 1067.5029 | 1081.9286 | 1096.3543 | 1110.78 | 1584 | 1584 | 1606.6286 | 1629.2571 | 1651.8857 | 1674.5143 | 1697.1429 | 1719.7714 | 1742.4 | 922.2923 | 922.2923 | 935.4679 | 948.6435 | 961.8191 | 974.9947 | 988.1703 | 1001.3459 | 1014.5215 | 2696.7053 | 2696.7053 | 2696.7053 | 2696.7053 | 2696.7053 | 2696.7053 | 2696.7053 | 2696.7053 | 2696.7053
LU | 1500 | 1485 | 1506.2143 | 1527.4286 | 1548.6429 | 1569.8571 | 1591.0714 | 1612.2857 | 1633.5 | 0 | 0 | 0 | 0 | 0 | 0 | 0 | 0 | 0 | 1095.0224 | 1095.0224 | 1110.6656 | 1126.3088 | 1141.952 | 1157.5951 | 1173.2383 | 1188.8815 | 1204.5247 | 1200 | 1188 | 1204.9714 | 1221.9429 | 1238.9143 | 1255.8857 | 1272.8571 | 1289.8286 | 1306.8 | 0 | 0 | 0 | 0 | 0 | 0 | 0 | 0 | 0 | 930.7691 | 930.7691 | 944.0658 | 957.3625 | 970.6592 | 983.9559 | 997.2526 | 1010.5493 | 1023.846 | 900 | 891 | 903.7286 | 916.4571 | 929.1857 | 941.9143 | 954.6429 | 967.3714 | 980.1 | 0 | 0 | 0 | 0 | 0 | 0 | 0 | 0 | 0 | 766.5157 | 766.5157 | 777.4659 | 788.4162 | 799.3664 | 810.3166 | 821.2668 | 832.217 | 843.1673 | 3757.5758 | 3757.5758 | 3757.5758 | 3757.5758 | 3757.5758 | 3757.5758 | 3757.5758 | 3757.5758 | 3757.5758
ME | 1700 | 1683 | 1707.0429 | 1731.0857 | 1755.1286 | 1779.1714 | 1803.2143 | 1827.2571 | 1851.3 | 1800 | 1800 | 1825.7143 | 1851.4286 | 1877.1429 | 1902.8571 | 1928.5714 | 1954.2857 | 1980 | 1340.4866 | 1340.4866 | 1359.6364 | 1378.7862 | 1397.936 | 1417.0858 | 1436.2356 | 1455.3854 | 1474.5353 | 1360 | 1346.4 | 1365.6343 | 1384.8686 | 1404.1029 | 1423.3371 | 1442.5714 | 1461.8057 | 1481.04 | 1620 | 1620 | 1643.1429 | 1666.2857 | 1689.4286 | 1712.5714 | 1735.7143 | 1758.8571 | 1782 | 1139.4136 | 1139.4136 | 1155.6909 | 1171.9683 | 1188.2456 | 1204.523 | 1220.8003 | 1237.0776 | 1253.355 | 1020 | 1009.8 | 1024.2257 | 1038.6514 | 1053.0771 | 1067.5029 | 1081.9286 | 1096.3543 | 1110.78 | 1440 | 1440 | 1460.5714 | 1481.1429 | 1501.7143 | 1522.2857 | 1542.8571 | 1563.4286 | 1584 | 938.3406 | 938.3406 | 951.7455 | 965.1503 | 978.5552 | 991.9601 | 1005.3649 | 1018.7698 | 1032.1747 | 3171.4833 | 3171.4833 | 3171.4833 | 3171.4833 | 3171.4833 | 3171.4833 | 3171.4833 | 3171.4833 | 3171.4833
MK | 1800 | 1782 | 1807.4571 | 1832.9143 | 1858.3714 | 1883.8286 | 1909.2857 | 1934.7429 | 1960.2 | 0 | 0 | 0 | 0 | 0 | 0 | 0 | 0 | 0 | 1340.4866 | 1340.4866 | 1359.6364 | 1378.7862 | 1397.936 | 1417.0858 | 1436.2356 | 1455.3854 | 1474.5353 | 1440 | 1425.6 | 1445.9657 | 1466.3314 | 1486.6971 | 1507.0629 | 1527.4286 | 1547.7943 | 1568.16 | 0 | 0 | 0 | 0 | 0 | 0 | 0 | 0 | 0 | 1139.4136 | 1139.4136 | 1155.6909 | 1171.9683 | 1188.2456 | 1204.523 | 1220.8003 | 1237.0776 | 1253.355 | 1080 | 1069.2 | 1084.4743 | 1099.7486 | 1115.0229 | 1130.2971 | 1145.5714 | 1160.8457 | 1176.12 | 0 | 0 | 0 | 0 | 0 | 0 | 0 | 0 | 0 | 938.3406 | 938.3406 | 951.7455 | 965.1503 | 978.5552 | 991.9601 | 1005.3649 | 1018.7698 | 1032.1747 | 3171.4833 | 3171.4833 | 3171.4833 | 3171.4833 | 3171.4833 | 3171.4833 | 3171.4833 | 3171.4833 | 3171.4833
NL | 2200 | 2178 | 2209.1143 | 2240.2286 | 2271.3429 | 2302.4571 | 2333.5714 | 2364.6857 | 2395.8 | 3420 | 3420 | 3468.8571 | 3517.7143 | 3566.5714 | 3615.4286 | 3664.2857 | 3713.1429 | 3762 | 1066.5719 | 1066.5719 | 1081.8086 | 1097.0454 | 1112.2821 | 1127.5188 | 1142.7556 | 1157.9923 | 1173.2291 | 1760 | 1742.4 | 1767.2914 | 1792.1829 | 1817.0743 | 1841.9657 | 1866.8571 | 1891.7486 | 1916.64 | 3078 | 3078 | 3121.9714 | 3165.9429 | 3209.9143 | 3253.8857 | 3297.8571 | 3341.8286 | 3385.8 | 906.5861 | 906.5861 | 919.5373 | 932.4886 | 945.4398 | 958.391 | 971.3422 | 984.2935 | 997.2447 | 1320 | 1306.8 | 1325.4686 | 1344.1371 | 1362.8057 | 1381.4743 | 1400.1429 | 1418.8114 | 1437.48 | 2736 | 2736 | 2775.0857 | 2814.1714 | 2853.2571 | 2892.3429 | 2931.4286 | 2970.5143 | 3009.6 | 746.6003 | 746.6003 | 757.266 | 767.9317 | 778.5975 | 789.2632 | 799.9289 | 810.5946 | 821.2603 | 3837.8378 | 3837.8378 | 3837.8378 | 3837.8378 | 3837.8378 | 3837.8378 | 3837.8378 | 3837.8378 | 3837.8378
NO | 2400 | 2376 | 2409.9429 | 2443.8857 | 2477.8286 | 2511.7714 | 2545.7143 | 2579.6571 | 2613.6 | 3060 | 3060 | 3103.7143 | 3147.4286 | 3191.1429 | 3234.8571 | 3278.5714 | 3322.2857 | 3366 | 885.8492 | 885.8492 | 898.5042 | 911.1592 | 923.8142 | 936.4692 | 949.1242 | 961.7792 | 974.4341 | 1920 | 1900.8 | 1927.9543 | 1955.1086 | 1982.2629 | 2009.4171 | 2036.5714 | 2063.7257 | 2090.88 | 2754 | 2754 | 2793.3429 | 2832.6857 | 2872.0286 | 2911.3714 | 2950.7143 | 2990.0571 | 3029.4 | 752.9718 | 752.9718 | 763.7286 | 774.4853 | 785.2421 | 795.9988 | 806.7555 | 817.5123 | 828.269 | 1440 | 1425.6 | 1445.9657 | 1466.3314 | 1486.6971 | 1507.0629 | 1527.4286 | 1547.7943 | 1568.16 | 2448 | 2448 | 2482.9714 | 2517.9429 | 2552.9143 | 2587.8857 | 2622.8571 | 2657.8286 | 2692.8 | 620.0945 | 620.0945 | 628.9529 | 637.8114 | 646.6699 | 655.5284 | 664.3869 | 673.2454 | 682.1039 | 3171.4833 | 3171.4833 | 3171.4833 | 3171.4833 | 3171.4833 | 3171.4833 | 3171.4833 | 3171.4833 | 3171.4833
PL | 1700 | 1683 | 1707.0429 | 1731.0857 | 1755.1286 | 1779.1714 | 1803.2143 | 1827.2571 | 1851.3 | 2880 | 2880 | 2921.1429 | 2962.2857 | 3003.4286 | 3044.5714 | 3085.7143 | 3126.8571 | 3168 | 1040.6793 | 1040.6793 | 1055.5462 | 1070.413 | 1085.2799 | 1100.1467 | 1115.0135 | 1129.8804 | 1144.7472 | 1360 | 1346.4 | 1365.6343 | 1384.8686 | 1404.1029 | 1423.3371 | 1442.5714 | 1461.8057 | 1481.04 | 2592 | 2592 | 2629.0286 | 2666.0571 | 2703.0857 | 2740.1143 | 2777.1429 | 2814.1714 | 2851.2 | 884.5774 | 884.5774 | 897.2142 | 909.8511 | 922.4879 | 935.1247 | 947.7615 | 960.3983 | 973.0352 | 1020 | 1009.8 | 1024.2257 | 1038.6514 | 1053.0771 | 1067.5029 | 1081.9286 | 1096.3543 | 1110.78 | 2304 | 2304 | 2336.9143 | 2369.8286 | 2402.7429 | 2435.6571 | 2468.5714 | 2501.4857 | 2534.4 | 728.4755 | 728.4755 | 738.8823 | 749.2891 | 759.6959 | 770.1027 | 780.5095 | 790.9163 | 801.3231 | 2577.7234 | 2577.7234 | 2577.7234 | 2577.7234 | 2577.7234 | 2577.7234 | 2577.7234 | 2577.7234 | 2577.7234
PT | 2200 | 2178 | 2209.1143 | 2240.2286 | 2271.3429 | 2302.4571 | 2333.5714 | 2364.6857 | 2395.8 | 1890 | 1890 | 1917 | 1944 | 1971 | 1998 | 2025 | 2052 | 2079 | 1458.8982 | 1458.8982 | 1479.7396 | 1500.581 | 1521.4224 | 1542.2639 | 1563.1053 | 1583.9467 | 1604.7881 | 1760 | 1742.4 | 1767.2914 | 1792.1829 | 1817.0743 | 1841.9657 | 1866.8571 | 1891.7486 | 1916.64 | 1701 | 1701 | 1725.3 | 1749.6 | 1773.9 | 1798.2 | 1822.5 | 1846.8 | 1871.1 | 1240.0635 | 1240.0635 | 1257.7787 | 1275.4939 | 1293.2091 | 1310.9243 | 1328.6395 | 1346.3547 | 1364.0699 | 1320 | 1306.8 | 1325.4686 | 1344.1371 | 1362.8057 | 1381.4743 | 1400.1429 | 1418.8114 | 1437.48 | 1512 | 1512 | 1533.6 | 1555.2 | 1576.8 | 1598.4 | 1620 | 1641.6 | 1663.2 | 1021.2288 | 1021.2288 | 1035.8177 | 1050.4067 | 1064.9957 | 1079.5847 | 1094.1737 | 1108.7627 | 1123.3516 | 2496.8026 | 2496.8026 | 2496.8026 | 2496.8026 | 2496.8026 | 2496.8026 | 2496.8026 | 2496.8026 | 2496.8026
RO | 1600 | 1584 | 1606.6286 | 1629.2571 | 1651.8857 | 1674.5143 | 1697.1429 | 1719.7714 | 1742.4 | 1890 | 1890 | 1917 | 1944 | 1971 | 1998 | 2025 | 2052 | 2079 | 1222.1057 | 1222.1057 | 1239.5643 | 1257.023 | 1274.4816 | 1291.9403 | 1309.3989 | 1326.8576 | 1344.3162 | 1280 | 1267.2 | 1285.3029 | 1303.4057 | 1321.5086 | 1339.6114 | 1357.7143 | 1375.8171 | 1393.92 | 1701 | 1701 | 1725.3 | 1749.6 | 1773.9 | 1798.2 | 1822.5 | 1846.8 | 1871.1 | 1038.7898 | 1038.7898 | 1053.6297 | 1068.4695 | 1083.3094 | 1098.1492 | 1112.9891 | 1127.829 | 1142.6688 | 960 | 950.4 | 963.9771 | 977.5543 | 991.1314 | 1004.7086 | 1018.2857 | 1031.8629 | 1045.44 | 1512 | 1512 | 1533.6 | 1555.2 | 1576.8 | 1598.4 | 1620 | 1641.6 | 1663.2 | 855.474 | 855.474 | 867.695 | 879.9161 | 892.1371 | 904.3582 | 916.5793 | 928.8003 | 941.0214 | 2367.5104 | 2367.5104 | 2367.5104 | 2367.5104 | 2367.5104 | 2367.5104 | 2367.5104 | 2367.5104 | 2367.5104
RS | 1700 | 1683 | 1707.0429 | 1731.0857 | 1755.1286 | 1779.1714 | 1803.2143 | 1827.2571 | 1851.3 | 0 | 0 | 0 | 0 | 0 | 0 | 0 | 0 | 0 | 1281.2961 | 1281.2961 | 1299.6004 | 1317.9046 | 1336.2088 | 1354.5131 | 1372.8173 | 1391.1215 | 1409.4258 | 1360 | 1346.4 | 1365.6343 | 1384.8686 | 1404.1029 | 1423.3371 | 1442.5714 | 1461.8057 | 1481.04 | 0 | 0 | 0 | 0 | 0 | 0 | 0 | 0 | 0 | 1089.1017 | 1089.1017 | 1104.6603 | 1120.2189 | 1135.7775 | 1151.3361 | 1166.8947 | 1182.4533 | 1198.0119 | 1020 | 1009.8 | 1024.2257 | 1038.6514 | 1053.0771 | 1067.5029 | 1081.9286 | 1096.3543 | 1110.78 | 0 | 0 | 0 | 0 | 0 | 0 | 0 | 0 | 0 | 896.9073 | 896.9073 | 909.7203 | 922.5332 | 935.3462 | 948.1591 | 960.9721 | 973.7851 | 986.598 | 3171.4833 | 3171.4833 | 3171.4833 | 3171.4833 | 3171.4833 | 3171.4833 | 3171.4833 | 3171.4833 | 3171.4833
SE | 2100 | 2079 | 2108.7 | 2138.4 | 2168.1 | 2197.8 | 2227.5 | 2257.2 | 2286.9 | 2430 | 2430 | 2464.7143 | 2499.4286 | 2534.1429 | 2568.8571 | 2603.5714 | 2638.2857 | 2673 | 914.7793 | 914.7793 | 927.8476 | 940.9159 | 953.9841 | 967.0524 | 980.1207 | 993.189 | 1006.2572 | 1680 | 1663.2 | 1686.96 | 1710.72 | 1734.48 | 1758.24 | 1782 | 1805.76 | 1829.52 | 2187 | 2187 | 2218.2429 | 2249.4857 | 2280.7286 | 2311.9714 | 2343.2143 | 2374.4571 | 2405.7 | 777.5624 | 777.5624 | 788.6705 | 799.7785 | 810.8865 | 821.9946 | 833.1026 | 844.2106 | 855.3187 | 1260 | 1247.4 | 1265.22 | 1283.04 | 1300.86 | 1318.68 | 1336.5 | 1354.32 | 1372.14 | 1944 | 1944 | 1971.7714 | 1999.5429 | 2027.3143 | 2055.0857 | 2082.8571 | 2110.6286 | 2138.4 | 640.3455 | 640.3455 | 649.4933 | 658.6411 | 667.7889 | 676.9367 | 686.0845 | 695.2323 | 704.3801 | 4760.9354 | 4760.9354 | 4760.9354 | 4760.9354 | 4760.9354 | 4760.9354 | 4760.9354 | 4760.9354 | 4760.9354
SI | 1700 | 1683 | 1707.0429 | 1731.0857 | 1755.1286 | 1779.1714 | 1803.2143 | 1827.2571 | 1851.3 | 1530 | 1530 | 1551.8571 | 1573.7143 | 1595.5714 | 1617.4286 | 1639.2857 | 1661.1429 | 1683 | 1199.4042 | 1199.4042 | 1216.5386 | 1233.6729 | 1250.8073 | 1267.9416 | 1285.0759 | 1302.2103 | 1319.3446 | 1360 | 1346.4 | 1365.6343 | 1384.8686 | 1404.1029 | 1423.3371 | 1442.5714 | 1461.8057 | 1481.04 | 1377 | 1377 | 1396.6714 | 1416.3429 | 1436.0143 | 1455.6857 | 1475.3571 | 1495.0286 | 1514.7 | 1019.4936 | 1019.4936 | 1034.0578 | 1048.622 | 1063.1862 | 1077.7504 | 1092.3146 | 1106.8787 | 1121.4429 | 1020 | 1009.8 | 1024.2257 | 1038.6514 | 1053.0771 | 1067.5029 | 1081.9286 | 1096.3543 | 1110.78 | 1224 | 1224 | 1241.4857 | 1258.9714 | 1276.4571 | 1293.9429 | 1311.4286 | 1328.9143 | 1346.4 | 839.5829 | 839.5829 | 851.577 | 863.571 | 875.5651 | 887.5591 | 899.5532 | 911.5472 | 923.5412 | 4548.0427 | 4548.0427 | 4548.0427 | 4548.0427 | 4548.0427 | 4548.0427 | 4548.0427 | 4548.0427 | 4548.0427
SK | 1900 | 1881 | 1907.8714 | 1934.7429 | 1961.6143 | 1988.4857 | 2015.3571 | 2042.2286 | 2069.1 | 0 | 0 | 0 | 0 | 0 | 0 | 0 | 0 | 0 | 1156.5264 | 1156.5264 | 1173.0482 | 1189.57 | 1206.0918 | 1222.6137 | 1239.1355 | 1255.6573 | 1272.1791 | 1520 | 1504.8 | 1526.2971 | 1547.7943 | 1569.2914 | 1590.7886 | 1612.2857 | 1633.7829 | 1655.28 | 0 | 0 | 0 | 0 | 0 | 0 | 0 | 0 | 0 | 983.0475 | 983.0475 | 997.091 | 1011.1345 | 1025.1781 | 1039.2216 | 1053.2651 | 1067.3087 | 1081.3522 | 1140 | 1128.6 | 1144.7229 | 1160.8457 | 1176.9686 | 1193.0914 | 1209.2143 | 1225.3371 | 1241.46 | 0 | 0 | 0 | 0 | 0 | 0 | 0 | 0 | 0 | 809.5685 | 809.5685 | 821.1338 | 832.699 | 844.2643 | 855.8296 | 867.3948 | 878.9601 | 890.5253 | 3171.4833 | 3171.4833 | 3171.4833 | 3171.4833 | 3171.4833 | 3171.4833 | 3171.4833 | 3171.4833 | 3171.4833
UA | 0 | 0 | 0 | 0 | 0 | 0 | 0 | 0 | 0 | 0 | 0 | 0 | 0 | 0 | 0 | 0 | 0 | 0 | 0 | 0 | 0 | 0 | 0 | 0 | 0 | 0 | 0 | 0 | 0 | 0 | 0 | 0 | 0 | 0 | 0 | 0 | 0 | 0 | 0 | 0 | 0 | 0 | 0 | 0 | 0 | 0 | 0 | 0 | 0 | 0 | 0 | 0 | 0 | 0 | 0 | 0 | 0 | 0 | 0 | 0 | 0 | 0 | 0 | 0 | 0 | 0 | 0 | 0 | 0 | 0 | 0 | 0 | 0 | 0 | 0 | 0 | 0 | 0 | 0 | 0 | 0 | 3171.4833 | 3171.4833 | 3171.4833 | 3171.4833 | 3171.4833 | 3171.4833 | 3171.4833 | 3171.4833 | 3171.4833
UK | 2400 | 2376 | 2409.9429 | 2443.8857 | 2477.8286 | 2511.7714 | 2545.7143 | 2579.6571 | 2613.6 | 3420 | 3420 | 3468.8571 | 3517.7143 | 3566.5714 | 3615.4286 | 3664.2857 | 3713.1429 | 3762 | 958.2756 | 958.2756 | 971.9653 | 985.6549 | 999.3446 | 1013.0342 | 1026.7239 | 1040.4135 | 1054.1032 | 1920 | 1900.8 | 1927.9543 | 1955.1086 | 1982.2629 | 2009.4171 | 2036.5714 | 2063.7257 | 2090.88 | 3078 | 3078 | 3121.9714 | 3165.9429 | 3209.9143 | 3253.8857 | 3297.8571 | 3341.8286 | 3385.8 | 814.5343 | 814.5343 | 826.1705 | 837.8067 | 849.4429 | 861.0791 | 872.7153 | 884.3515 | 895.9877 | 1440 | 1425.6 | 1445.9657 | 1466.3314 | 1486.6971 | 1507.0629 | 1527.4286 | 1547.7943 | 1568.16 | 2736 | 2736 | 2775.0857 | 2814.1714 | 2853.2571 | 2892.3429 | 2931.4286 | 2970.5143 | 3009.6 | 670.7929 | 670.7929 | 680.3757 | 689.9584 | 699.5412 | 709.124 | 718.7067 | 728.2895 | 737.8722 | 3424.9158 | 3424.9158 | 3424.9158 | 3424.9158 | 3424.9158 | 3424.9158 | 3424.9158 | 3424.9158 | 3424.9158
EE | 2200 | 2178 | 2209.1143 | 2240.2286 | 2271.3429 | 2302.4571 | 2333.5714 | 2364.6857 | 2395.8 | 2520 | 2520 | 2556 | 2592 | 2628 | 2664 | 2700 | 2736 | 2772 | 987.0562 | 987.0562 | 1001.157 | 1015.2578 | 1029.3586 | 1043.4594 | 1057.5602 | 1071.661 | 1085.7618 | 1760 | 1742.4 | 1767.2914 | 1792.1829 | 1817.0743 | 1841.9657 | 1866.8571 | 1891.7486 | 1916.64 | 2268 | 2268 | 2300.4 | 2332.8 | 2365.2 | 2397.6 | 2430 | 2462.4 | 2494.8 | 838.9978 | 838.9978 | 850.9835 | 862.9691 | 874.9548 | 886.9405 | 898.9262 | 910.9119 | 922.8975 | 1320 | 1306.8 | 1325.4686 | 1344.1371 | 1362.8057 | 1381.4743 | 1400.1429 | 1418.8114 | 1437.48 | 2016 | 2016 | 2044.8 | 2073.6 | 2102.4 | 2131.2 | 2160 | 2188.8 | 2217.6 | 690.9393 | 690.9393 | 700.8099 | 710.6805 | 720.551 | 730.4216 | 740.2921 | 750.1627 | 760.0333 | 2500 | 2500 | 2500 | 2500 | 2500 | 2500 | 2500 | 2500 | 2500
LT | 2000 | 1980 | 2008.2857 | 2036.5714 | 2064.8571 | 2093.1429 | 2121.4286 | 2149.7143 | 2178 | 2700 | 2700 | 2738.5714 | 2777.1429 | 2815.7143 | 2854.2857 | 2892.8571 | 2931.4286 | 2970 | 1019.1971 | 1019.1971 | 1033.7571 | 1048.3171 | 1062.877 | 1077.437 | 1091.9969 | 1106.5569 | 1121.1168 | 1600 | 1584 | 1606.6286 | 1629.2571 | 1651.8857 | 1674.5143 | 1697.1429 | 1719.7714 | 1742.4 | 2430 | 2430 | 2464.7143 | 2499.4286 | 2534.1429 | 2568.8571 | 2603.5714 | 2638.2857 | 2673 | 866.3176 | 866.3176 | 878.6935 | 891.0695 | 903.4455 | 915.8214 | 928.1974 | 940.5734 | 952.9493 | 1200 | 1188 | 1204.9714 | 1221.9429 | 1238.9143 | 1255.8857 | 1272.8571 | 1289.8286 | 1306.8 | 2160 | 2160 | 2190.8571 | 2221.7143 | 2252.5714 | 2283.4286 | 2314.2857 | 2345.1429 | 2376 | 713.438 | 713.438 | 723.63 | 733.8219 | 744.0139 | 754.2059 | 764.3978 | 774.5898 | 784.7818 | 3300.9709 | 3300.9709 | 3300.9709 | 3300.9709 | 3300.9709 | 3300.9709 | 3300.9709 | 3300.9709 | 3300.9709
LV | 2100 | 2079 | 2108.7 | 2138.4 | 2168.1 | 2197.8 | 2227.5 | 2257.2 | 2286.9 | 2610 | 2610 | 2647.2857 | 2684.5714 | 2721.8571 | 2759.1429 | 2796.4286 | 2833.7143 | 2871 | 979.0808 | 979.0808 | 993.0676 | 1007.0545 | 1021.0414 | 1035.0283 | 1049.0151 | 1063.002 | 1076.9889 | 1680 | 1663.2 | 1686.96 | 1710.72 | 1734.48 | 1758.24 | 1782 | 1805.76 | 1829.52 | 2349 | 2349 | 2382.5571 | 2416.1143 | 2449.6714 | 2483.2286 | 2516.7857 | 2550.3429 | 2583.9 | 832.2187 | 832.2187 | 844.1075 | 855.9963 | 867.8852 | 879.774 | 891.6629 | 903.5517 | 915.4405 | 1260 | 1247.4 | 1265.22 | 1283.04 | 1300.86 | 1318.68 | 1336.5 | 1354.32 | 1372.14 | 2088 | 2088 | 2117.8286 | 2147.6571 | 2177.4857 | 2207.3143 | 2237.1429 | 2266.9714 | 2296.8 | 685.3565 | 685.3565 | 695.1474 | 704.9382 | 714.729 | 724.5198 | 734.3106 | 744.1014 | 753.8922 | 1863.1857 | 1863.1857 | 1863.1857 | 1863.1857 | 1863.1857 | 1863.1857 | 1863.1857 | 1863.1857 | 1863.1857
RU | 0 | 0 | 0 | 0 | 0 | 0 | 0 | 0 | 0 | 0 | 0 | 0 | 0 | 0 | 0 | 0 | 0 | 0 | 0 | 0 | 0 | 0 | 0 | 0 | 0 | 0 | 0 | 0 | 0 | 0 | 0 | 0 | 0 | 0 | 0 | 0 | 0 | 0 | 0 | 0 | 0 | 0 | 0 | 0 | 0 | 0 | 0 | 0 | 0 | 0 | 0 | 0 | 0 | 0 | 0 | 0 | 0 | 0 | 0 | 0 | 0 | 0 | 0 | 0 | 0 | 0 | 0 | 0 | 0 | 0 | 0 | 0 | 0 | 0 | 0 | 0 | 0 | 0 | 0 | 0 | 0 | 3171.4833 | 3171.4833 | 3171.4833 | 3171.4833 | 3171.4833 | 3171.4833 | 3171.4833 | 3171.4833 | 3171.4833
BY | 0 | 0 | 0 | 0 | 0 | 0 | 0 | 0 | 0 | 0 | 0 | 0 | 0 | 0 | 0 | 0 | 0 | 0 | 0 | 0 | 0 | 0 | 0 | 0 | 0 | 0 | 0 | 0 | 0 | 0 | 0 | 0 | 0 | 0 | 0 | 0 | 0 | 0 | 0 | 0 | 0 | 0 | 0 | 0 | 0 | 0 | 0 | 0 | 0 | 0 | 0 | 0 | 0 | 0 | 0 | 0 | 0 | 0 | 0 | 0 | 0 | 0 | 0 | 0 | 0 | 0 | 0 | 0 | 0 | 0 | 0 | 0 | 0 | 0 | 0 | 0 | 0 | 0 | 0 | 0 | 0 | 3171.4833 | 3171.4833 | 3171.4833 | 3171.4833 | 3171.4833 | 3171.4833 | 3171.4833 | 3171.4833 | 3171.4833
Column index | 2 | 3 | 4 | 5 | 6 | 7 | 8 | 9 | 10
Note on T2: Casimir: in MT CO2 Annahmen von Pao-Yu
Note on A34: Kunz, Friedrich: including North Ireland CL: Wäre GB nicht die richtige bezeichnung? Weil IE steht ja für Irland? Und UK ist doch GB + IE?
Note on A77: Kunz, Friedrich: including North Ireland
Note on A120: Kunz, Friedrich: including North Ireland
Note on A162: Kunz, Friedrich: including North Ireland
Note on A204: Kunz, Friedrich: including North Ireland
Note on A246: Kunz, Friedrich: including North Ireland

## CountryToGrid
Country | Grid | List of Grids
AL | Europe | Europe
AT | Europe | Nordic
BA | Europe | GB
BE | Europe | Baltic
BG | Europe
CH | Europe
CZ | Europe
DE | Europe
DK | Europe
ES | Europe
FI | Nordic
FR | Europe
GR | Europe
HR | Europe
HU | Europe
IE | GB
IT | Europe
LU | Europe
ME | Europe
MK | Europe
NL | Europe
NO | Nordic
PL | Europe
PT | Europe
RO | Europe
RS | Europe
SE | Nordic
SI | Europe
SK | Europe
UA | Europe
UK | GB
EE | Baltic
LT | Baltic
LV | Baltic
RU | Baltic
BY | Baltic

## HVDC
From country | To country | Capacity
FI | EE | 350 | Estlink
NO | NL | 700 | NorNed
UK | UK | INF | Moyle
DK | DK | INF | GreatBeltPowerLink
UK | NL | 1000 | BritNed
FI | SE | 550 | Fenno-Skan
IT | GR | 500 | ItalyGreece
DE | DK | 600 | Kontek
DK | NO | 1700 | Skagerak
DK | SE | 3700 | Kontiskan
PL | SE | 600 | Sewpol
DE | SE | 600 | Baltic Cable
UK | FR | 2000 | CrossChannel
UK | NO
NO | DE |  | NorGer
SE | LT |  | Nord Batt
BE | UK
DK | PL
DK | UK
FR | IE
IT | ME
PL | LT

## NTC
From/To
| AL | AT | BA | BE | BG | CH | CZ | DE | DK | ES | FI | FR | GR | HR | HU | IE | IT | LU | ME | MK | NL | NO | PL | PT | RO | RS | SE | SI | SK | UA | UK | EE | LT | LV | RU | BY
AL | INF | INF | INF | INF | INF | INF | INF | INF | INF | INF | INF | INF | INF | INF | INF | INF | INF | INF | INF | INF | INF | INF | INF | INF | INF | INF | INF | INF | INF | INF | INF | INF | INF | INF | INF | INF
AT | INF | INF | INF | INF | INF | INF | INF | INF | INF | INF | INF | INF | INF | INF | INF | INF | INF | INF | INF | INF | INF | INF | INF | INF | INF | INF | INF | INF | INF | INF | INF | INF | INF | INF | INF | INF
BA | INF | INF | INF | INF | INF | INF | INF | INF | INF | INF | INF | INF | INF | INF | INF | INF | INF | INF | INF | INF | INF | INF | INF | INF | INF | INF | INF | INF | INF | INF | INF | INF | INF | INF | INF | INF
BE | INF | INF | INF | INF | INF | INF | INF | INF | INF | INF | INF | INF | INF | INF | INF | INF | INF | INF | INF | INF | INF | INF | INF | INF | INF | INF | INF | INF | INF | INF | INF | INF | INF | INF | INF | INF
BG | INF | INF | INF | INF | INF | INF | INF | INF | INF | INF | INF | INF | INF | INF | INF | INF | INF | INF | INF | INF | INF | INF | INF | INF | INF | INF | INF | INF | INF | INF | INF | INF | INF | INF | INF | INF
CH | INF | INF | INF | INF | INF | INF | INF | INF | INF | INF | INF | INF | INF | INF | INF | INF | INF | INF | INF | INF | INF | INF | INF | INF | INF | INF | INF | INF | INF | INF | INF | INF | INF | INF | INF | INF
CZ | INF | INF | INF | INF | INF | INF | INF | INF | INF | INF | INF | INF | INF | INF | INF | INF | INF | INF | INF | INF | INF | INF | INF | INF | INF | INF | INF | INF | INF | INF | INF | INF | INF | INF | INF | INF
DE | INF | INF | INF | INF | INF | INF | INF | INF | INF | INF | INF | INF | INF | INF | INF | INF | INF | INF | INF | INF | INF | INF | INF | INF | INF | INF | INF | INF | INF | INF | INF | INF | INF | INF | INF | INF
DK | INF | INF | INF | INF | INF | INF | INF | INF | INF | INF | INF | INF | INF | INF | INF | INF | INF | INF | INF | INF | INF | INF | INF | INF | INF | INF | INF | INF | INF | INF | INF | INF | INF | INF | INF | INF
ES | INF | INF | INF | INF | INF | INF | INF | INF | INF | INF | INF | INF | INF | INF | INF | INF | INF | INF | INF | INF | INF | INF | INF | INF | INF | INF | INF | INF | INF | INF | INF | INF | INF | INF | INF | INF
FI | INF | INF | INF | INF | INF | INF | INF | INF | INF | INF | INF | INF | INF | INF | INF | INF | INF | INF | INF | INF | INF | INF | INF | INF | INF | INF | INF | INF | INF | INF | INF | INF | INF | INF | INF | INF
FR | INF | INF | INF | INF | INF | INF | INF | INF | INF | INF | INF | INF | INF | INF | INF | INF | INF | INF | INF | INF | INF | INF | INF | INF | INF | INF | INF | INF | INF | INF | INF | INF | INF | INF | INF | INF
GR | INF | INF | INF | INF | INF | INF | INF | INF | INF | INF | INF | INF | INF | INF | INF | INF | INF | INF | INF | INF | INF | INF | INF | INF | INF | INF | INF | INF | INF | INF | INF | INF | INF | INF | INF | INF
HR | INF | INF | INF | INF | INF | INF | INF | INF | INF | INF | INF | INF | INF | INF | INF | INF | INF | INF | INF | INF | INF | INF | INF | INF | INF | INF | INF | INF | INF | INF | INF | INF | INF | INF | INF | INF
HU | INF | INF | INF | INF | INF | INF | INF | INF | INF | INF | INF | INF | INF | INF | INF | INF | INF | INF | INF | INF | INF | INF | INF | INF | INF | INF | INF | INF | INF | INF | INF | INF | INF | INF | INF | INF
IE | INF | INF | INF | INF | INF | INF | INF | INF | INF | INF | INF | INF | INF | INF | INF | INF | INF | INF | INF | INF | INF | INF | INF | INF | INF | INF | INF | INF | INF | INF | INF | INF | INF | INF | INF | INF
IT | INF | INF | INF | INF | INF | INF | INF | INF | INF | INF | INF | INF | INF | INF | INF | INF | INF | INF | INF | INF | INF | INF | INF | INF | INF | INF | INF | INF | INF | INF | INF | INF | INF | INF | INF | INF
LU | INF | INF | INF | INF | INF | INF | INF | INF | INF | INF | INF | INF | INF | INF | INF | INF | INF | INF | INF | INF | INF | INF | INF | INF | INF | INF | INF | INF | INF | INF | INF | INF | INF | INF | INF | INF
ME | INF | INF | INF | INF | INF | INF | INF | INF | INF | INF | INF | INF | INF | INF | INF | INF | INF | INF | INF | INF | INF | INF | INF | INF | INF | INF | INF | INF | INF | INF | INF | INF | INF | INF | INF | INF
MK | INF | INF | INF | INF | INF | INF | INF | INF | INF | INF | INF | INF | INF | INF | INF | INF | INF | INF | INF | INF | INF | INF | INF | INF | INF | INF | INF | INF | INF | INF | INF | INF | INF | INF | INF | INF
NL | INF | INF | INF | INF | INF | INF | INF | INF | INF | INF | INF | INF | INF | INF | INF | INF | INF | INF | INF | INF | INF | INF | INF | INF | INF | INF | INF | INF | INF | INF | INF | INF | INF | INF | INF | INF
NO | INF | INF | INF | INF | INF | INF | INF | INF | INF | INF | INF | INF | INF | INF | INF | INF | INF | INF | INF | INF | INF | INF | INF | INF | INF | INF | INF | INF | INF | INF | INF | INF | INF | INF | INF | INF
PL | INF | INF | INF | INF | INF | INF | INF | INF | INF | INF | INF | INF | INF | INF | INF | INF | INF | INF | INF | INF | INF | INF | INF | INF | INF | INF | INF | INF | INF | INF | INF | INF | INF | INF | INF | INF
PT | INF | INF | INF | INF | INF | INF | INF | INF | INF | INF | INF | INF | INF | INF | INF | INF | INF | INF | INF | INF | INF | INF | INF | INF | INF | INF | INF | INF | INF | INF | INF | INF | INF | INF | INF | INF
RO | INF | INF | INF | INF | INF | INF | INF | INF | INF | INF | INF | INF | INF | INF | INF | INF | INF | INF | INF | INF | INF | INF | INF | INF | INF | INF | INF | INF | INF | INF | INF | INF | INF | INF | INF | INF
RS | INF | INF | INF | INF | INF | INF | INF | INF | INF | INF | INF | INF | INF | INF | INF | INF | INF | INF | INF | INF | INF | INF | INF | INF | INF | INF | INF | INF | INF | INF | INF | INF | INF | INF | INF | INF
SE | INF | INF | INF | INF | INF | INF | INF | INF | INF | INF | INF | INF | INF | INF | INF | INF | INF | INF | INF | INF | INF | INF | INF | INF | INF | INF | INF | INF | INF | INF | INF | INF | INF | INF | INF | INF
SI | INF | INF | INF | INF | INF | INF | INF | INF | INF | INF | INF | INF | INF | INF | INF | INF | INF | INF | INF | INF | INF | INF | INF | INF | INF | INF | INF | INF | INF | INF | INF | INF | INF | INF | INF | INF
SK | INF | INF | INF | INF | INF | INF | INF | INF | INF | INF | INF | INF | INF | INF | INF | INF | INF | INF | INF | INF | INF | INF | INF | INF | INF | INF | INF | INF | INF | INF | INF | INF | INF | INF | INF | INF
UA | INF | INF | INF | INF | INF | INF | INF | INF | INF | INF | INF | INF | INF | INF | INF | INF | INF | INF | INF | INF | INF | INF | INF | INF | INF | INF | INF | INF | INF | INF | INF | INF | INF | INF | INF | INF
UK | INF | INF | INF | INF | INF | INF | INF | INF | INF | INF | INF | INF | INF | INF | INF | INF | INF | INF | INF | INF | INF | INF | INF | INF | INF | INF | INF | INF | INF | INF | INF | INF | INF | INF | INF | INF
EE | INF | INF | INF | INF | INF | INF | INF | INF | INF | INF | INF | INF | INF | INF | INF | INF | INF | INF | INF | INF | INF | INF | INF | INF | INF | INF | INF | INF | INF | INF | INF | INF | INF | INF | INF | INF
LT | INF | INF | INF | INF | INF | INF | INF | INF | INF | INF | INF | INF | INF | INF | INF | INF | INF | INF | INF | INF | INF | INF | INF | INF | INF | INF | INF | INF | INF | INF | INF | INF | INF | INF | INF | INF
LV | INF | INF | INF | INF | INF | INF | INF | INF | INF | INF | INF | INF | INF | INF | INF | INF | INF | INF | INF | INF | INF | INF | INF | INF | INF | INF | INF | INF | INF | INF | INF | INF | INF | INF | INF | INF
RU | INF | INF | INF | INF | INF | INF | INF | INF | INF | INF | INF | INF | INF | INF | INF | INF | INF | INF | INF | INF | INF | INF | INF | INF | INF | INF | INF | INF | INF | INF | INF | INF | INF | INF | INF | INF
BY | INF | INF | INF | INF | INF | INF | INF | INF | INF | INF | INF | INF | INF | INF | INF | INF | INF | INF | INF | INF | INF | INF | INF | INF | INF | INF | INF | INF | INF | INF | INF | INF | INF | INF | INF | INF
Note on B2: Friedrich Kunz: set of countries as determined in sheet "Country"
Note on A33: Kunz, Friedrich: including North Ireland

## Country_Distances
from | to | dist
AD | DZ | 1598128.8118
AD | MA | 1373721.1512
AD | UK | 1332353.9497
AD | HR | 1222911.804
AD | TN | 1166683.8471
AD | DE | 1163685.1885
AD | AT | 1135148.0262
AD | SI | 1126818.2905
AD | NL | 1122180.4396
AD | BE | 930263.064
AD | GI | 928301.9085
AD | VA | 912190.0954
AD | PT | 908023.6741
AD | SM | 896896.9828
AD | LU | 875744.9304
AD | IT | 860821.669
AD | GG | 834256.9424
AD | LI | 810779.5719
AD | JE | 795528.0457
AD | CH | 707866.4811
AD | ES | 506839.6525
AD | MC | 493476.642
AD | FR | 362836.5201
AL | FR | 1902600.9181
AL | EG | 1846548.4095
AL | LY | 1575775.0309
AL | DE | 1334009.6164
AL | TR | 1306371.0572
AL | UA | 1246239.4861
AL | PL | 1221674.6438
AL | TN | 1208890.4487
AL | CH | 1137109.8742
AL | MC | 1078413.1984
AL | LI | 1071680.3324
AL | CZ | 1024101.7127
AL | MD | 949527.7078
AL | AT | 857181.7825
AL | SK | 841705.7884
AL | MT | 761444.9631
AL | SM | 697319.1562
AL | SI | 695939.5867
AL | IT | 686658.9486
AL | HU | 670965.4555
AL | RO | 655506.247
AL | VA | 629644.0523
AL | HR | 525728.0406
AL | BG | 464039.1043
AL | BA | 384523.3399
AL | GR | 340749.0278
AL | RS | 326349.7019
AL | ME | 194737.2489
AL | MK | 145487.221
AM | RU | 4186553.3392
AM | KZ | 1981185.0447
AM | SA | 1793517.1522
AM | UZ | 1547736.4611
AM | UA | 1441631.1681
AM | TM | 1244337.4408
AM | JO | 1243835.2375
AM | KW | 1238160.7145
AM | IR | 1198463.5302
AM | CY | 1184204.1801
AM | LB | 1069425.4665
AM | TR | 848781.3914
AM | SY | 815265.7541
AM | IQ | 810741.9768
AM | GE | 241343.9398
AM | AZ | 220635.1513
AT | RU | 5146867.1847
AT | TR | 1941908.2541
AT | SE | 1698785.8637
AT | ES | 1640583.0771
AT | FR | 1462503.6972
AT | UK | 1399017.3033
AT | UA | 1287656.859
AT | LV | 1264263.9587
AT | GG | 1246141.5199
AT | JE | 1216412.0486
AT | GR | 1188009.4566
AT | BY | 1184404.8029
AT | AD | 1135148.0262
AT | LT | 1094837.4935
AT | MD | 1080632.9298
AT | BG | 1022450.6181
AT | DK | 973030.2934
AT | MK | 895092.08
AT | AL | 857181.7825
AT | RO | 850721.2047
AT | NL | 804238.5401
AT | BE | 770236.8282
AT | MC | 675854.0042
AT | ME | 667287.4394
AT | VA | 654782.5821
AT | RS | 651033.6668
AT | LU | 640319.2651
AT | PL | 630358.3447
AT | IT | 557692.5866
AT | DE | 477036.7025
AT | BA | 473601.3606
AT | CH | 456356.6044
AT | SM | 425910.3169
AT | SK | 416674.4209
AT | HU | 400593.7258
AT | LI | 350036.1806
AT | HR | 332268.4322
AT | CZ | 254842.1553
AT | SI | 171239.6849
BA | FR | 1683451.0345
BA | TR | 1552314.1003
BA | TN | 1320246.8985
BA | BY | 1283666.7189
BA | BE | 1221521.1984
BA | UA | 1171853.9592
BA | LU | 1084401.0869
BA | MT | 959828.6575
BA | DE | 949891.9886
BA | MD | 896854.5987
BA | PL | 892915.8557
BA | MC | 832502.8302
BA | CH | 801477.1662
BA | LI | 721096.6441
BA | GR | 715002.0469
BA | CZ | 646849.8326
BA | BG | 622698.5833
BA | RO | 597075.898
BA | SK | 521320.2839
BA | VA | 499106.3114
BA | IT | 486277.5934
BA | AT | 473601.3606
BA | MK | 428487.7073
BA | SM | 427026.2963
BA | AL | 384523.3399
BA | HU | 356398.3397
BA | SI | 318241.6878
BA | RS | 242346.6058
BA | ME | 193866.5667
BA | HR | 146488.029
BE | NO | 1636142.9978
BE | SE | 1535261.4592
BE | ES | 1325375.5052
BE | BA | 1221521.1984
BE | VA | 1155649.7258
BE | HU | 1146045.2464
BE | FR | 1099023.0756
BE | SK | 1089559.9581
BE | HR | 1075070.871
BE | IT | 1040224.3048
BE | PL | 1037529.866
BE | SM | 949435.3503
BE | AD | 930263.064
BE | IE | 924135.2746
BE | SI | 903982.9153
BE | MC | 795533.4003
BE | AT | 770236.8282
BE | CZ | 767874.8637
BE | IM | 741577.7314
BE | DK | 692155.6601
BE | UK | 645593.598
BE | GG | 530009.1533
BE | LI | 529168.1237
BE | JE | 512834.2082
BE | CH | 501395.5305
BE | DE | 406495.7097
BE | NL | 192198.4793
BE | LU | 140402.7163
BG | RU | 5000467.8682
BG | LY | 1862090.1646
BG | GE | 1501392.6354
BG | DE | 1458016.7649
BG | SY | 1434456.9142
BG | CH | 1415447.6852
BG | BY | 1217200.7744
BG | MT | 1201549.0687
BG | PL | 1129686.2446
BG | CY | 1100309.1861
BG | CZ | 1087045.9106
BG | IT | 1075509.9926
BG | VA | 1048184.7794
BG | SM | 1042656.7558
BG | AT | 1022450.6181
BG | TR | 931462.5232
BG | SI | 908285.9944
BG | UA | 842843.4443
BG | SK | 797896.327
BG | HR | 753164.6427
BG | HU | 671176.0623
BG | BA | 622698.5833
BG | MD | 555573.9258
BG | ME | 489509.6861
BG | AL | 464039.1043
BG | GR | 453952.6149
BG | RS | 385715.7446
BG | RO | 343032.7156
BG | MK | 318949.071
BY | RU | 3987331.083
BY | IT | 1678689.3046
BY | NO | 1450691.565
BY | ME | 1360954.8863
BY | BA | 1283666.7189
BY | HR | 1266720.5893
BY | SI | 1256582.0369
BY | DE | 1230882.4907
BY | FI | 1222301.3746
BY | SE | 1220851.9673
BY | BG | 1217200.7744
BY | DK | 1186137.8276
BY | AT | 1184404.8029
BY | RS | 1182750.7511
BY | CZ | 975260.081
BY | HU | 937634.7068
BY | RO | 884728.6149
BY | SK | 804635.896
BY | MD | 706027.3401
BY | PL | 603632.6268
BY | EE | 591864.3627
BY | UA | 556341.1217
BY | LV | 418952.6614
BY | LT | 335349.094
CH | DZ | 2124645.3379
CH | SE | 1857412.8515
CH | UA | 1742951.0596
CH | BG | 1415447.6852
CH | TN | 1412490.9768
CH | RO | 1292275.6862
CH | MK | 1219590.1669
CH | ES | 1204008.0552
CH | AL | 1137109.8742
CH | UK | 1134763.3106
CH | RS | 1029866.4062
CH | DK | 1027049.8066
CH | FR | 1014343.9451
CH | PL | 1001531.3022
CH | ME | 978202.256
CH | SK | 869380.4953
CH | GG | 853476.7295
CH | HU | 850872.5052
CH | JE | 818108.8949
CH | BA | 801477.1662
CH | AD | 707866.4811
CH | HR | 662939.2874
CH | VA | 654725.4045
CH | NL | 637547.0577
CH | CZ | 619886.5052
CH | IT | 540007.2751
CH | SI | 511841.4452
CH | DE | 504616.3621
CH | BE | 501395.5305
CH | SM | 459205.0878
CH | AT | 456356.6044
CH | LU | 367023.4741
CH | MC | 346230.3642
CH | LI | 107667.8254
CY | RU | 5264970.9838
CY | IR | 1966670.8635
CY | LY | 1698185.2636
CY | SA | 1631242.7149
CY | UA | 1557109.0526
CY | RO | 1385547.1405
CY | GE | 1193314.8462
CY | AM | 1184204.1801
CY | BG | 1100309.1861
CY | GR | 1012743.5303
CY | IQ | 998171.2559
CY | EG | 996629.2787
CY | JO | 536547.5355
CY | SY | 481753.2373
CY | TR | 477431.2335
CY | IL | 440891.4384
CY | PS | 393581.0279
CY | LB | 275068.2063
CZ | RU | 4908934.8968
CZ | NO | 1641998.7909
CZ | FR | 1630331.431
CZ | SE | 1454219.1664
CZ | UK | 1341375.7745
CZ | GR | 1334103.0659
CZ | EE | 1194051.5047
CZ | UA | 1167967.6947
CZ | BG | 1087045.9106
CZ | MK | 1030885.0728
CZ | AL | 1024101.7127
CZ | LV | 1016039.7686
CZ | MD | 1009855.8811
CZ | BY | 975260.081
CZ | VA | 907741.6911
CZ | MC | 899343.9503
CZ | LT | 850900.1704
CZ | RO | 842371.3098
CZ | ME | 829375.9092
CZ | IT | 812425.1977
CZ | DK | 777762.744
CZ | BE | 767874.8637
CZ | RS | 758884.5717
CZ | NL | 738706.1296
CZ | SM | 680717.4379
CZ | LU | 665237.2047
CZ | BA | 646849.8326
CZ | CH | 619886.5052
CZ | HR | 528627.3573
CZ | LI | 515679.3047
CZ | HU | 415872.6666
CZ | SI | 404308.8334
CZ | PL | 390177.7193
CZ | DE | 382628.3269
CZ | SK | 323688.0634
CZ | AT | 254842.1553
DE | RU | 5028947.9715
DE | FI | 1750794.1283
DE | GR | 1662662.2525
DE | ES | 1624963.985
DE | UA | 1517620.3545
DE | NO | 1503634.2566
DE | BG | 1458016.7649
DE | FR | 1410754.3915
DE | MD | 1384032.7457
DE | MK | 1366020.7538
DE | SE | 1354272.5274
DE | AL | 1334009.6164
DE | IE | 1286092.3386
DE | EE | 1281039.9001
DE | BY | 1230882.4907
DE | RO | 1224846.2439
DE | AD | 1163685.1885
DE | LV | 1144598.1631
DE | ME | 1143090.4706
DE | RS | 1108422.9467
DE | IM | 1065798.5485
DE | VA | 1048121.4412
DE | LT | 1015331.4636
DE | UK | 959530.6881
DE | BA | 949891.9886
DE | GG | 936407.9836
DE | IT | 934152.7089
DE | JE | 918172.5603
DE | MC | 849472.0655
DE | SM | 812131.9168
DE | HR | 809273.2477
DE | HU | 790133.6626
DE | SK | 705300.2823
DE | SI | 643646.8387
DE | PL | 633873.4484
DE | DK | 540486.1771
DE | CH | 504616.3621
DE | AT | 477036.7025
DE | LI | 445413.0779
DE | BE | 406495.7097
DE | CZ | 382628.3269
DE | NL | 356148.2526
DE | LU | 339256.9892
DK | RU | 4649916.3249
DK | FR | 1789508.4805
DK | UA | 1634702.3814
DK | RO | 1533407.7074
DK | IT | 1472555.4683
DK | FI | 1298092.4488
DK | HR | 1294227.9972
DK | IE | 1213434.4985
DK | BY | 1186137.8276
DK | HU | 1171939.473
DK | SI | 1144117.1989
DK | JE | 1113088.0464
DK | GG | 1111057.7126
DK | SK | 1030023.8979
DK | CH | 1027049.8066
DK | LI | 981852.5666
DK | EE | 978436.159
DK | NO | 700000
DK | AT | 973030.2934
DK | IM | 949653.3589
DK | LV | 921645.9648
DK | LT | 873012.3322
DK | UK | 850090.0394
DK | SE | 400000
DK | CZ | 777762.744
DK | PL | 745499.2627
DK | LU | 737808.5729
DK | BE | 692155.6601
DK | DE | 540486.1771
DK | NL | 503888.4495
EE | RU | 3748561.6253
EE | DE | 1281039.9001
EE | CZ | 1194051.5047
EE | SK | 1177791.3359
EE | UA | 1141991.5336
EE | DK | 978436.159
EE | NO | 884999.3014
EE | PL | 825432.5044
EE | SE | 661720.4122
EE | FI | 647911.2928
EE | BY | 591864.3627
EE | LT | 384468.2227
EE | LV | 205651.8527
ES | ML | 2535235.3764
ES | LY | 2475262.9956
ES | MR | 2303500.6403
ES | EH | 1940564.3725
ES | HR | 1723592.3456
ES | MT | 1650877.0721
ES | AT | 1640583.0771
ES | SI | 1632964.782
ES | DE | 1624963.985
ES | UK | 1549513.764
ES | NL | 1513178.9127
ES | IE | 1479452.3671
ES | DZ | 1457100.5466
ES | SM | 1392447.4956
ES | VA | 1373821.1768
ES | TN | 1353826.5374
ES | IT | 1341017.9171
ES | BE | 1325375.5052
ES | LI | 1309559.3537
ES | LU | 1307359.6546
ES | CH | 1204008.0552
ES | GG | 1032843.3085
ES | JE | 1006121.3542
ES | MC | 995516.9516
ES | MA | 956975.0035
ES | AD | 506839.6525
ES | GI | 478124.5766
ES | PT | 421672.4151
ES | FR | 229590.305
FI | RU | 3369696.3403
FI | DE | 1750794.1283
FI | UA | 1750358.3539
FI | SJ | 1624337.1536
FI | PL | 1430780.7594
FI | DK | 1298092.4488
FI | BY | 1222301.3746
FI | LT | 1026311.2499
FI | LV | 852163.3976
FI | EE | 647911.2928
FI | NO | 1000000
FI | SE | 505829.32
FO | SJ | 2057489.9991
FO | NO | 1081926.8339
FO | IE | 992620.2471
FO | UK | 911514.0133
FO | IM | 883529.816
FO | IS | 664771.1454
FR | MU | 9294817.5302
FR | MG | 8503042.9154
FR | BR | 7786003.276
FR | VE | 7295864.467
FR | AW | 7208237.438
FR | AN | 7090362.126
FR | HT | 6978582.296
FR | GY | 6909402.5621
FR | DO | 6800654.5062
FR | SR | 6727643.1376
FR | TC | 6720419.7613
FR | TT | 6650384.7937
FR | GD | 6561358.9758
FR | PR | 6514194.1856
FR | VC | 6450997.3036
FR | RU | 6425051.2006
FR | VI | 6396586.4218
FR | LC | 6372178.0864
FR | VG | 6333492.3908
FR | BB | 6312009.5997
FR | DM | 6292668.6503
FR | KN | 6271187.6643
FR | MS | 6266848.2633
FR | AI | 6232893.453
FR | AG | 6197447.3701
FR | NO | 2702360.6217
FR | SE | 2623548.6591
FR | LY | 2532128.0221
FR | RO | 2252616.0473
FR | GR | 2201086.8287
FR | MK | 2027375.4588
FR | PL | 2000602.1086
FR | RS | 1925543.271
FR | AL | 1902600.9181
FR | SK | 1879077.1702
FR | HU | 1838388.2307
FR | ME | 1809093.8656
FR | DK | 1789508.4805
FR | BA | 1683451.0345
FR | MT | 1640161.8227
FR | DZ | 1632611.0746
FR | CZ | 1630331.431
FR | HR | 1577989.3159
FR | SI | 1472138.6483
FR | AT | 1462503.6972
FR | TN | 1404855.3956
FR | IM | 1344341.8779
FR | NL | 1285661.2824
FR | IE | 1284486.2978
FR | VA | 1273526.106
FR | SM | 1256561.1651
FR | MA | 1186409.8521
FR | LI | 1121622.5738
FR | LU | 1087048.7478
FR | ES | 1000000
FR | IT | 1000000
FR | MC | 851039.5355
FR | GG | 810905.9468
FR | JE | 782313.1377
FR | GI | 707685.9419
FR | UK | 600000
FR | PT | 560610.0802
FR | DE | 500000
FR | AD | 362836.5201
FR | CH | 350000
FR | BE | 300000
GE | RU | 4095812.2063
GE | KZ | 1977100.7923
GE | UZ | 1636765.0021
GE | RO | 1536280.1789
GE | BG | 1501392.6354
GE | IR | 1429953.2446
GE | TM | 1382974.4975
GE | JO | 1352379.1724
GE | MD | 1313763.7769
GE | UA | 1208880.1373
GE | CY | 1193314.8462
GE | LB | 1133165.8471
GE | IQ | 1013809.6474
GE | SY | 906564.0309
GE | TR | 785517.6091
GE | AZ | 397374.7297
GE | AM | 241343.9398
GG | IT | 1348699.7661
GG | AT | 1246141.5199
GG | PT | 1196722.2311
GG | DK | 1111057.7126
GG | ES | 1032843.3085
GG | MC | 993312.2133
GG | DE | 936407.9836
GG | LI | 931966.093
GG | CH | 853476.7295
GG | AD | 834256.9424
GG | FR | 810905.9468
GG | NL | 648922.0103
GG | LU | 623058.7524
GG | IE | 567248.7079
GG | IM | 545536.796
GG | BE | 530009.1533
GG | UK | 520043.503
GG | JE | 41217.1877
GI | EH | 1474572.6923
GI | DZ | 1160995.6964
GI | AD | 928301.9085
GI | FR | 707685.9419
GI | MA | 480574.6012
GI | ES | 478124.5766
GI | PT | 473908.4123
GR | RU | 5442259.0365
GR | SA | 2619512.6584
GR | DZ | 2231732.62
GR | FR | 2201086.8287
GR | IQ | 1982820.9731
GR | DE | 1662662.2525
GR | JO | 1523803.5646
GR | EG | 1521494.8092
GR | PL | 1480086.0704
GR | SY | 1449992.369
GR | LY | 1408746.8186
GR | IL | 1383204.8129
GR | PS | 1360443.8737
GR | CZ | 1334103.0659
GR | TN | 1316316.3931
GR | UA | 1294602.1915
GR | LB | 1287578.8086
GR | AT | 1188009.4566
GR | SK | 1109612.1627
GR | TR | 1054181.3621
GR | SM | 1031893.5751
GR | SI | 1031618.7016
GR | CY | 1012743.5303
GR | MD | 1009506.8113
GR | IT | 1007100.1104
GR | HU | 947645.1288
GR | VA | 933656.3015
GR | HR | 859984.9022
GR | MT | 833665.3524
GR | RO | 772595.9085
GR | BA | 715002.0469
GR | RS | 583044.2348
GR | ME | 521158.895
GR | BG | 453952.6149
GR | AL | 340749.0278
GR | MK | 304149.8369
HR | RU | 5253395.7371
HR | DZ | 2233465.3232
HR | SE | 1974187.4663
HR | ES | 1723592.3456
HR | TR | 1684626.5108
HR | FR | 1577989.3159
HR | TN | 1345381.1976
HR | DK | 1294227.9972
HR | BY | 1266720.5893
HR | LT | 1262650.9131
HR | AD | 1222911.804
HR | UA | 1220215.2666
HR | NL | 1129393.974
HR | BE | 1075070.871
HR | MT | 1026663.5548
HR | MD | 961831.3272
HR | LU | 938105.1779
HR | GR | 859984.9022
HR | PL | 818171.4417
HR | DE | 809273.2477
HR | BG | 753164.6427
HR | MC | 729482.907
HR | RO | 677090.9181
HR | CH | 662939.2874
HR | LI | 578460.9812
HR | MK | 574934.4255
HR | CZ | 528627.3573
HR | AL | 525728.0406
HR | VA | 474500.225
HR | SK | 470596.1159
HR | IT | 427988.7026
HR | RS | 367463.6417
HR | ME | 339140.0463
HR | SM | 336190.9977
HR | AT | 332268.4322
HR | HU | 331489.8622
HR | SI | 171929.2121
HR | BA | 146488.029
HU | RU | 4922884.131
HU | FR | 1838388.2307
HU | SE | 1745848.0913
HU | TR | 1562278.3035
HU | DK | 1171939.473
HU | BE | 1146045.2464
HU | NL | 1144401.2916
HU | LV | 1141826.9998
HU | LU | 1025110.9062
HU | MC | 1010871.1274
HU | LT | 961225.6626
HU | GR | 947645.1288
HU | BY | 937634.7068
HU | UA | 915620.3352
HU | CH | 850872.5052
HU | VA | 805923.5843
HU | DE | 790133.6626
HU | IT | 755256.8551
HU | LI | 747034.8309
HU | MD | 685901.1739
HU | BG | 671176.0623
HU | AL | 670965.4555
HU | SM | 649829.1991
HU | MK | 644543.0397
HU | PL | 551719.1013
HU | ME | 486509.8315
HU | RO | 452356.5855
HU | CZ | 415872.6666
HU | AT | 400593.7258
HU | SI | 369972.1817
HU | RS | 364742.8358
HU | BA | 356398.3397
HU | HR | 331489.8622
HU | SK | 171649.6583
IE | NO | 1780160.6779
IE | ES | 1479452.3671
IE | DE | 1286092.3386
IE | FR | 1284486.2978
IE | DK | 1213434.4985
IE | LU | 1057166.6425
IE | FO | 992620.2471
IE | NL | 932264.7146
IE | BE | 924135.2746
IE | JE | 608444.9683
IE | GG | 567248.7079
IE | UK | 363852.931
IE | IM | 265377.5639
IM | NO | 1545785.6437
IM | FR | 1344341.8779
IM | DE | 1065798.5485
IM | DK | 949653.3589
IM | FO | 883529.816
IM | LU | 881200.6357
IM | BE | 741577.7314
IM | NL | 709887.4721
IM | JE | 581787.214
IM | GG | 545536.796
IM | IE | 265377.5639
IM | UK | 107822.2335
IQ | RU | 4905624.4909
IQ | KZ | 2587332.2903
IQ | GR | 1982820.9731
IQ | OM | 1842671.0761
IQ | TM | 1555811.2127
IQ | EG | 1530337.5554
IQ | AE | 1446039.6807
IQ | QA | 1122031.7328
IQ | TR | 1022103.8714
IQ | BH | 1018481.3394
IQ | GE | 1013809.6474
IQ | CY | 998171.2559
IQ | SA | 991938.6205
IQ | IR | 986906.2246
IQ | AZ | 870722.7612
IQ | IL | 851255.5594
IQ | PS | 815392.8713
IQ | AM | 810741.9768
IQ | LB | 738435.7959
IQ | JO | 688516.9181
IQ | KW | 549185.32
IQ | SY | 532829.5052
IS | SJ | 1939489.5088
IS | NO | 1540852.5281
IS | UK | 1488133.4684
IS | GL | 1378457.286
IS | FO | 664771.1454
IT | RU | 5664803.2441
IT | SE | 2245489.9867
IT | TR | 1981756.7585
IT | DZ | 1831001.8957
IT | LY | 1828200.8239
IT | BY | 1678689.3046
IT | UK | 1673837.6714
IT | UA | 1645258.3344
IT | DK | 1472555.4683
IT | MD | 1378879.7954
IT | GG | 1348699.7661
IT | ES | 1341017.9171
IT | JE | 1309703.1866
IT | FR | 1223641.2171
IT | PL | 1174662.9261
IT | NL | 1161049.994
IT | RO | 1082625.7637
IT | BG | 1075509.9926
IT | BE | 1040224.3048
IT | GR | 1007100.1104
IT | TN | 986146.9384
IT | DE | 934152.7089
IT | LU | 903078.7016
IT | SK | 874107.1213
IT | AD | 860821.669
IT | CZ | 812425.1977
IT | MK | 805018.4394
IT | MT | 787940.7785
IT | HU | 755256.8551
IT | RS | 719806.804
IT | AL | 686658.9486
IT | ME | 586663.6957
IT | AT | 557692.5866
IT | CH | 540007.2751
IT | LI | 523437.2403
IT | BA | 486277.5934
IT | SI | 429945.5188
IT | HR | 427988.7026
IT | MC | 392534.2593
IT | SM | 131969.0927
IT | VA | 116867.9015
JE | IT | 1309703.1866
JE | AT | 1216412.0486
JE | PT | 1182531.2114
JE | DK | 1113088.0464
JE | ES | 1006121.3542
JE | MC | 952788.6069
JE | DE | 918172.5603
JE | LI | 898484.2414
JE | CH | 818108.8949
JE | AD | 795528.0457
JE | FR | 782313.1377
JE | NL | 641722.7132
JE | IE | 608444.9683
JE | LU | 599050.8354
JE | IM | 581787.214
JE | UK | 551931.7679
JE | BE | 512834.2082
JE | GG | 41217.1877
LB | LY | 1874043.5914
LB | IR | 1719516.413
LB | SA | 1373284.7002
LB | GR | 1287578.8086
LB | AZ | 1250965.7827
LB | GE | 1133165.8471
LB | AM | 1069425.4665
LB | EG | 1005431.366
LB | IQ | 738435.7959
LB | TR | 574034.8955
LB | JO | 308066.8784
LB | IL | 298012.7808
LB | CY | 275068.2063
LB | SY | 268806.8353
LB | PS | 232395.0073
LI | SE | 1797975.7998
LI | UA | 1635647.1243
LI | ES | 1309559.3537
LI | RO | 1191507.8677
LI | UK | 1173535.0668
LI | FR | 1121622.5738
LI | AL | 1071680.3324
LI | DK | 981852.5666
LI | RS | 942467.6003
LI | GG | 931966.093
LI | ME | 904204.711
LI | PL | 900528.8812
LI | JE | 898484.2414
LI | AD | 810779.5719
LI | SK | 761872.4192
LI | HU | 747034.8309
LI | BA | 721096.6441
LI | VA | 640299.3091
LI | NL | 637765.1704
LI | HR | 578460.9812
LI | BE | 529168.1237
LI | IT | 523437.2403
LI | CZ | 515679.3047
LI | DE | 445413.0779
LI | SM | 422144.584
LI | SI | 419030.3471
LI | MC | 413475.6938
LI | LU | 388984.8013
LI | AT | 350036.1806
LI | CH | 107667.8254
LT | RU | 4058815.5274
LT | RS | 1276744.9075
LT | HR | 1262650.9131
LT | NL | 1249698.2265
LT | SI | 1207046.8893
LT | NO | 1153014.1123
LT | AT | 1094837.4935
LT | RO | 1059294.4206
LT | FI | 1026311.2499
LT | DE | 1015331.4636
LT | HU | 961225.6626
LT | MD | 959080.7345
LT | SE | 923230.8798
LT | DK | 873012.3322
LT | UA | 870865.3179
LT | CZ | 850900.1704
LT | SK | 797052.8899
LT | PL | 464517.7099
LT | EE | 384468.2227
LT | BY | 335349.094
LT | LV | 180607.7181
LU | NO | 1703339.6367
LU | SE | 1586288.0664
LU | ES | 1307359.6546
LU | FR | 1087048.7478
LU | BA | 1084401.0869
LU | IE | 1057166.6425
LU | HU | 1025110.9062
LU | VA | 1019009.1258
LU | SK | 981168.1923
LU | PL | 969454.0574
LU | HR | 938105.1779
LU | IT | 903078.7016
LU | IM | 881200.6357
LU | AD | 875744.9304
LU | SM | 809924.3653
LU | UK | 785885.6911
LU | SI | 767728.4347
LU | DK | 737808.5729
LU | MC | 679032.9625
LU | CZ | 665237.2047
LU | AT | 640319.2651
LU | GG | 623058.7524
LU | JE | 599050.8354
LU | LI | 388984.8013
LU | CH | 367023.4741
LU | DE | 339256.9892
LU | NL | 279536.9026
LU | BE | 140402.7163
LV | RU | 3901516.4807
LV | NL | 1345249.8023
LV | AT | 1264263.9587
LV | RO | 1225503.3102
LV | DE | 1144598.1631
LV | HU | 1141826.9998
LV | MD | 1100869.5438
LV | NO | 1031755.8708
LV | CZ | 1016039.7686
LV | SK | 977333.8287
LV | UA | 975262.072
LV | DK | 921645.9648
LV | FI | 852163.3976
LV | SE | 802012.0483
LV | PL | 636202.3755
LV | BY | 418952.6614
LV | EE | 205651.8527
LV | LT | 180607.7181
MC | DZ | 1779618.5775
MC | UK | 1380370.9097
MC | PL | 1289512.2586
MC | TN | 1083657.6695
MC | SK | 1080577.3218
MC | AL | 1078413.1984
MC | RS | 1074711.3086
MC | HU | 1010871.1274
MC | ES | 995516.9516
MC | GG | 993312.2133
MC | ME | 965341.4932
MC | NL | 958446.6687
MC | JE | 952788.6069
MC | CZ | 899343.9503
MC | FR | 851039.5355
MC | DE | 849472.0655
MC | BA | 832502.8302
MC | BE | 795533.4003
MC | HR | 729482.907
MC | LU | 679032.9625
MC | AT | 675854.0042
MC | SI | 641011.8417
MC | AD | 493476.642
MC | VA | 473596.1888
MC | LI | 413475.6938
MC | SM | 405937.7951
MC | IT | 392534.2593
MC | CH | 346230.3642
MD | RU | 4460576.6797
MD | DE | 1384032.7457
MD | IT | 1378879.7954
MD | GE | 1313763.7769
MD | LV | 1100869.5438
MD | AT | 1080632.9298
MD | TR | 1055131.408
MD | SI | 1049716.8599
MD | CZ | 1009855.8811
MD | GR | 1009506.8113
MD | HR | 961831.3272
MD | LT | 959080.7345
MD | AL | 949527.7078
MD | BA | 896854.5987
MD | ME | 875601.8369
MD | PL | 852189.1756
MD | MK | 822575.5229
MD | BY | 706027.3401
MD | RS | 693092.5175
MD | SK | 690738.9544
MD | HU | 685901.1739
MD | BG | 555573.9258
MD | RO | 306953.1083
MD | UA | 296788.6771
ME | FR | 1809093.8656
ME | TR | 1400698.3021
ME | BY | 1360954.8863
ME | TN | 1278291.2433
ME | UA | 1166796.7359
ME | DE | 1143090.4706
ME | PL | 1038127.897
ME | CH | 978202.256
ME | MC | 965341.4932
ME | LI | 904204.711
ME | MD | 875601.8369
ME | MT | 869068.7382
ME | CZ | 829375.9092
ME | AT | 667287.4394
ME | SK | 658157.3232
ME | IT | 586663.6957
ME | RO | 569069.909
ME | SM | 564740.5275
ME | VA | 560849.6492
ME | GR | 521158.895
ME | SI | 511015.665
ME | BG | 489509.6861
ME | HU | 486509.8315
ME | HR | 339140.0463
ME | MK | 241446.0417
ME | AL | 194737.2489
ME | BA | 193866.5667
ME | RS | 186854.1309
MK | FR | 2027375.4588
MK | LY | 1649755.7757
MK | DE | 1366020.7538
MK | TN | 1349405.2622
MK | CH | 1219590.1669
MK | PL | 1182878.7588
MK | TR | 1177495.4683
MK | UA | 1119038.0688
MK | CZ | 1030885.0728
MK | AT | 895092.08
MK | MT | 893634.2746
MK | MD | 822575.5229
MK | SK | 808674.2035
MK | IT | 805018.4394
MK | SM | 798853.1258
MK | VA | 759101.4011
MK | SI | 746360.9844
MK | HU | 644543.0397
MK | HR | 574934.4255
MK | RO | 540087.4184
MK | BA | 428487.7073
MK | BG | 318949.071
MK | GR | 304149.8369
MK | RS | 279845.9368
MK | ME | 241446.0417
MK | AL | 145487.221
MT | ES | 1650877.0721
MT | FR | 1640161.8227
MT | DZ | 1402435.8234
MT | BG | 1201549.0687
MT | RS | 1052831.8628
MT | LY | 1042949.9313
MT | HR | 1026663.5548
MT | BA | 959828.6575
MT | SM | 905633.4106
MT | MK | 893634.2746
MT | ME | 869068.7382
MT | GR | 833665.3524
MT | IT | 787940.7785
MT | AL | 761444.9631
MT | VA | 671675.8343
MT | TN | 483448.1277
NL | RU | 5149705.5058
NL | ES | 1513178.9127
NL | NO | 1444249.6409
NL | LV | 1345249.8023
NL | SE | 1343747.542
NL | FR | 1285661.2824
NL | LT | 1249698.2265
NL | IT | 1161049.994
NL | HU | 1144401.2916
NL | HR | 1129393.974
NL | AD | 1122180.4396
NL | SK | 1060745.3888
NL | SM | 1057129.098
NL | MC | 958446.6687
NL | SI | 958073.111
NL | PL | 943157.2281
NL | IE | 932264.7146
NL | AT | 804238.5401
NL | CZ | 738706.1296
NL | IM | 709887.4721
NL | GG | 648922.0103
NL | JE | 641722.7132
NL | LI | 637765.1704
NL | CH | 637547.0577
NL | UK | 604031.0857
NL | DK | 503888.4495
NL | DE | 356148.2526
NL | LU | 279536.9026
NL | BE | 192198.4793
NO | RU | 3866527.5506
NO | FR | 2702360.6217
NO | IE | 1780160.6779
NO | LU | 1703339.6367
NO | CZ | 1641998.7909
NO | BE | 1636142.9978
NO | SJ | 1611528.6535
NO | IM | 1545785.6437
NO | IS | 1540852.5281
NO | DE | 1503634.2566
NO | UK | 1492311.0248
NO | BY | 1450691.565
NO | NL | 1444249.6409
NO | PL | 1408535.5713
NO | LT | 1153014.1123
NO | FO | 1081926.8339
NO | LV | 1031755.8708
NO | DK | 700000
NO | EE | 884999.3014
NO | FI | 1000000
NO | SE | 230318.3003
PL | RU | 4519594.5338
PL | FR | 2000602.1086
PL | TR | 1894684.2779
PL | UK | 1502629.4206
PL | GR | 1480086.0704
PL | FI | 1430780.7594
PL | NO | 1408535.5713
PL | MC | 1289512.2586
PL | VA | 1258344.3637
PL | AL | 1221674.6438
PL | SE | 1196526.9924
PL | MK | 1182878.7588
PL | IT | 1174662.9261
PL | BG | 1129686.2446
PL | SM | 1045851.932
PL | ME | 1038127.897
PL | BE | 1037529.866
PL | CH | 1001531.3022
PL | LU | 969454.0574
PL | NL | 943157.2281
PL | UA | 917209.6067
PL | RS | 905892.5778
PL | LI | 900528.8812
PL | BA | 892915.8557
PL | MD | 852189.1756
PL | EE | 825432.5044
PL | HR | 818171.4417
PL | RO | 809161.7416
PL | SI | 746532.5718
PL | DK | 745499.2627
PL | LV | 636202.3755
PL | DE | 633873.4484
PL | AT | 630358.3447
PL | BY | 603632.6268
PL | HU | 551719.1013
PL | LT | 464517.7099
PL | CZ | 390177.7193
PL | SK | 380211.36
PT | MR | 2150604.8428
PT | EH | 1712158.6627
PT | UK | 1672931.5316
PT | DZ | 1631797.9951
PT | GG | 1196722.2311
PT | JE | 1182531.2114
PT | AD | 908023.6741
PT | MA | 879286.2723
PT | FR | 560610.0802
PT | GI | 473908.4123
PT | ES | 421672.4151
RO | RU | 4751737.0794
RO | FR | 2252616.0473
RO | GE | 1536280.1789
RO | DK | 1533407.7074
RO | CY | 1385547.1405
RO | CH | 1292275.6862
RO | LV | 1225503.3102
RO | DE | 1224846.2439
RO | LI | 1191507.8677
RO | TR | 1124800.2171
RO | VA | 1092565.656
RO | IT | 1082625.7637
RO | LT | 1059294.4206
RO | SM | 1010277.5067
RO | BY | 884728.6149
RO | AT | 850721.2047
RO | CZ | 842371.3098
RO | PL | 809161.7416
RO | SI | 787568.2499
RO | GR | 772595.9085
RO | HR | 677090.9181
RO | AL | 655506.247
RO | UA | 598371.2586
RO | BA | 597075.898
RO | ME | 569069.909
RO | MK | 540087.4184
RO | SK | 523915.0862
RO | HU | 452356.5855
RO | RS | 386163.1085
RO | BG | 343032.7156
RO | MD | 306953.1083
RS | RU | 5118258.2972
RS | FR | 1925543.271
RS | LY | 1901765.5684
RS | TN | 1464977.1439
RS | TR | 1317175.6845
RS | LT | 1276744.9075
RS | BY | 1182750.7511
RS | DE | 1108422.9467
RS | MC | 1074711.3086
RS | MT | 1052831.8628
RS | CH | 1029866.4062
RS | UA | 981961.2002
RS | LI | 942467.6003
RS | PL | 905892.5778
RS | CZ | 758884.5717
RS | IT | 719806.804
RS | VA | 715434.6561
RS | MD | 693092.5175
RS | SM | 668984.8209
RS | AT | 651033.6668
RS | GR | 583044.2348
RS | SK | 529500.9788
RS | SI | 524911.3342
RS | RO | 386163.1085
RS | BG | 385715.7446
RS | HR | 367463.6417
RS | HU | 364742.8358
RS | AL | 326349.7019
RS | MK | 279845.9368
RS | BA | 242346.6058
RS | ME | 186854.1309
SE | RU | 3867794.6726
SE | FR | 2623548.6591
SE | IT | 2245489.9867
SE | HR | 1974187.4663
SE | SI | 1858177.3164
SE | CH | 1857412.8515
SE | LI | 1797975.7998
SE | SJ | 1794999.8489
SE | UA | 1776956.1208
SE | HU | 1745848.0913
SE | AT | 1698785.8637
SE | LU | 1586288.0664
SE | SK | 1575371.7321
SE | BE | 1535261.4592
SE | UK | 1485183.2458
SE | CZ | 1454219.1664
SE | DE | 1354272.5274
SE | NL | 1343747.542
SE | BY | 1220851.9673
SE | PL | 1196526.9924
SE | LT | 923230.8798
SE | DK | 400000
SE | LV | 802012.0483
SE | EE | 661720.4122
SE | FI | 505829.32
SE | NO | 230318.3003
SI | RU | 5238842.1037
SI | SE | 1858177.3164
SI | TR | 1837949.4972
SI | ES | 1632964.782
SI | FR | 1472138.6483
SI | TN | 1404442.582
SI | UA | 1285573.4147
SI | BY | 1256582.0369
SI | LT | 1207046.8893
SI | DK | 1144117.1989
SI | AD | 1126818.2905
SI | MD | 1049716.8599
SI | GR | 1031618.7016
SI | NL | 958073.111
SI | BG | 908285.9944
SI | BE | 903982.9153
SI | RO | 787568.2499
SI | LU | 767728.4347
SI | PL | 746532.5718
SI | MK | 746360.9844
SI | AL | 695939.5867
SI | DE | 643646.8387
SI | MC | 641011.8417
SI | RS | 524911.3342
SI | VA | 512390.8023
SI | CH | 511841.4452
SI | ME | 511015.665
SI | SK | 454534.8729
SI | IT | 429945.5188
SI | LI | 419030.3471
SI | CZ | 404308.8334
SI | HU | 369972.1817
SI | BA | 318241.6878
SI | SM | 305306.3949
SI | HR | 171929.2121
SI | AT | 171239.6849
SK | RU | 4791019.2016
SK | FR | 1879077.1702
SK | TR | 1648652.8287
SK | SE | 1575371.7321
SK | EE | 1177791.3359
SK | GR | 1109612.1627
SK | BE | 1089559.9581
SK | MC | 1080577.3218
SK | NL | 1060745.3888
SK | DK | 1030023.8979
SK | LU | 981168.1923
SK | LV | 977333.8287
SK | VA | 938876.2761
SK | UA | 874276.0707
SK | IT | 874107.1213
SK | CH | 869380.4953
SK | AL | 841705.7884
SK | MK | 808674.2035
SK | BY | 804635.896
SK | BG | 797896.327
SK | LT | 797052.8899
SK | LI | 761872.4192
SK | SM | 756659.0959
SK | DE | 705300.2823
SK | MD | 690738.9544
SK | ME | 658157.3232
SK | RS | 529500.9788
SK | RO | 523915.0862
SK | BA | 521320.2839
SK | HR | 470596.1159
SK | SI | 454534.8729
SK | AT | 416674.4209
SK | PL | 380211.36
SK | CZ | 323688.0634
SK | HU | 171649.6583
SM | DZ | 1957444.986
SM | UA | 1554669.4318
SM | ES | 1392447.4956
SM | FR | 1256561.1651
SM | TN | 1118115.9273
SM | NL | 1057129.098
SM | PL | 1045851.932
SM | BG | 1042656.7558
SM | GR | 1031893.5751
SM | RO | 1010277.5067
SM | BE | 949435.3503
SM | MT | 905633.4106
SM | AD | 896896.9828
SM | DE | 812131.9168
SM | LU | 809924.3653
SM | MK | 798853.1258
SM | SK | 756659.0959
SM | AL | 697319.1562
SM | CZ | 680717.4379
SM | RS | 668984.8209
SM | HU | 649829.1991
SM | ME | 564740.5275
SM | CH | 459205.0878
SM | BA | 427026.2963
SM | AT | 425910.3169
SM | LI | 422144.584
SM | MC | 405937.7951
SM | HR | 336190.9977
SM | SI | 305306.3949
SM | VA | 237776.5244
SM | IT | 131969.0927
SY | RU | 4993559.4708
SY | LY | 2140399.1231
SY | TM | 1906813.2488
SY | UA | 1659906.0723
SY | IR | 1485815.8374
SY | GR | 1449992.369
SY | BG | 1434456.9142
SY | SA | 1340554.2893
SY | EG | 1254069.4264
SY | KW | 1062712.7994
SY | AZ | 987611.7624
SY | GE | 906564.0309
SY | AM | 815265.7541
SY | TR | 538594.6591
SY | IQ | 532829.5052
SY | IL | 523319.3095
SY | CY | 481753.2373
SY | PS | 461382.1016
SY | JO | 447275.7159
SY | LB | 268806.8353
TN | TD | 2269265.8537
TN | NE | 1850051.7546
TN | MA | 1503440.5316
TN | RS | 1464977.1439
TN | CH | 1412490.9768
TN | FR | 1404855.3956
TN | SI | 1404442.582
TN | ES | 1353826.5374
TN | MK | 1349405.2622
TN | HR | 1345381.1976
TN | BA | 1320246.8985
TN | GR | 1316316.3931
TN | ME | 1278291.2433
TN | AL | 1208890.4487
TN | AD | 1166683.8471
TN | LY | 1127464.6518
TN | SM | 1118115.9273
TN | MC | 1083657.6695
TN | IT | 986146.9384
TN | DZ | 933604.4118
TN | VA | 892187.7718
TN | MT | 483448.1277
TR | RU | 4803557.7988
TR | KZ | 2760887.4049
TR | UZ | 2393910.2279
TR | TM | 2088764.1465
TR | LY | 2076917.2927
TR | IT | 1981756.7585
TR | AT | 1941908.2541
TR | PL | 1894684.2779
TR | SA | 1877634.2406
TR | IR | 1868401.5861
TR | SI | 1837949.4972
TR | HR | 1684626.5108
TR | SK | 1648652.8287
TR | KW | 1570385.6116
TR | HU | 1562278.3035
TR | BA | 1552314.1003
TR | EG | 1474055.4695
TR | ME | 1400698.3021
TR | RS | 1317175.6845
TR | AL | 1306371.0572
TR | MK | 1177495.4683
TR | UA | 1144791.1975
TR | RO | 1124800.2171
TR | AZ | 1068632.5402
TR | MD | 1055131.408
TR | GR | 1054181.3621
TR | IQ | 1022103.8714
TR | BG | 931462.5232
TR | JO | 879221.37
TR | IL | 855489.0259
TR | AM | 848781.3914
TR | PS | 793485.4088
TR | GE | 785517.6091
TR | LB | 574034.8955
TR | SY | 538594.6591
TR | CY | 477431.2335
UA | RU | 4164433.6402
UA | IR | 2638527.2845
UA | KZ | 2626428.1352
UA | SE | 1776956.1208
UA | FI | 1750358.3539
UA | CH | 1742951.0596
UA | SY | 1659906.0723
UA | IT | 1645258.3344
UA | LI | 1635647.1243
UA | DK | 1634702.3814
UA | AZ | 1599207.5222
UA | CY | 1557109.0526
UA | SM | 1554669.4318
UA | DE | 1517620.3545
UA | AM | 1441631.1681
UA | GR | 1294602.1915
UA | AT | 1287656.859
UA | SI | 1285573.4147
UA | AL | 1246239.4861
UA | HR | 1220215.2666
UA | GE | 1208880.1373
UA | BA | 1171853.9592
UA | CZ | 1167967.6947
UA | ME | 1166796.7359
UA | TR | 1144791.1975
UA | EE | 1141991.5336
UA | MK | 1119038.0688
UA | RS | 981961.2002
UA | LV | 975262.072
UA | PL | 917209.6067
UA | HU | 915620.3352
UA | SK | 874276.0707
UA | LT | 870865.3179
UA | BG | 842843.4443
UA | RO | 598371.2586
UA | BY | 556341.1217
UA | MD | 296788.6771
UK | IT | 1673837.6714
UK | PT | 1672931.5316
UK | ES | 1549513.764
UK | PL | 1502629.4206
UK | NO | 1492311.0248
UK | IS | 1488133.4684
UK | SE | 1485183.2458
UK | AT | 1399017.3033
UK | MC | 1380370.9097
UK | CZ | 1341375.7745
UK | AD | 1332353.9497
UK | LI | 1173535.0668
UK | CH | 1134763.3106
UK | DE | 959530.6881
UK | FO | 911514.0133
UK | DK | 850090.0394
UK | LU | 785885.6911
UK | BE | 645593.598
UK | NL | 604031.0857
UK | FR | 600000
UK | JE | 551931.7679
UK | GG | 520043.503
UK | IE | 363852.931
UK | IM | 107822.2335
VA | DZ | 1760662.7884
VA | LY | 1711393.1306
VA | ES | 1373821.1768
VA | FR | 1273526.106
VA | PL | 1258344.3637
VA | BE | 1155649.7258
VA | RO | 1092565.656
VA | BG | 1048184.7794
VA | DE | 1048121.4412
VA | LU | 1019009.1258
VA | SK | 938876.2761
VA | GR | 933656.3015
VA | AD | 912190.0954
VA | CZ | 907741.6911
VA | TN | 892187.7718
VA | HU | 805923.5843
VA | MK | 759101.4011
VA | RS | 715434.6561
VA | MT | 671675.8343
VA | AT | 654782.5821
VA | CH | 654725.4045
VA | LI | 640299.3091
VA | AL | 629644.0523
VA | ME | 560849.6492
VA | SI | 512390.8023
VA | BA | 499106.3114
VA | HR | 474500.225
VA | MC | 473596.1888
VA | SM | 237776.5244
VA | IT | 116867.9015

## Line_expansion_cost
1000 | €/(km*MW)

## Other
Interest rate for investments | 8% | 10%
Interest rate for discounting | 2% | 4%

## Sheet1
Sub set_t_verkleinern()
Dim i As Long
For i = 4 To 8763
If (i - 4) Mod 25 <> 0 Then
Sheets("TimeData").Cells(i, 1).Clear
End If
Next
End Sub

## Tabelle1
| MW | € | €/kW
Waldeck 2 | 300 | 250000000 | 833.3333
Atdorf | 1400 | 1200000000 | 857.1429
simmer | 640 | 700000000 | 1093.75
blautal | 170 | 60000000 | 352.9412

## EU6_Energy
model | Scenario | Region | Variable | Unit | 2010 | 2015 | 2020 | 2025 | 2030 | 2035 | 2040 | 2045 | 2050
PRIMES | EU6 | AT | Secondary Energy¦Electricity¦Wind¦Offshore | EJ/yr | 0 | 0 | 0 | 0 | 0 | 0 | 0 | 0 | 0
PRIMES | EU6 | BE | Secondary Energy¦Electricity¦Wind¦Offshore | EJ/yr | 0.0023396 | 0.010143 | 0.032513 | 0.037449 | 0.04409 | 0.049806 | 0.059292 | 0.07006 | 0.077354
PRIMES | EU6 | BG | Secondary Energy¦Electricity¦Wind¦Offshore | EJ/yr | 0 | 2.6496e-05 | 0.00057389 | 0.00080416 | 0.0012232 | 0.0018726 | 0.0028066 | 0.0038544 | 0.0048272
PRIMES | EU6 | CZ | Secondary Energy¦Electricity¦Wind¦Offshore | EJ/yr | 0 | 0 | 0 | 0 | 0 | 0 | 0 | 0 | 0
PRIMES | EU6 | DK | Secondary Energy¦Electricity¦Wind¦Offshore | EJ/yr | 0.007855 | 0.015786 | 0.026049 | 0.03082 | 0.033843 | 0.034048 | 0.044035 | 0.044142 | 0.042154
PRIMES | EU6 | EU12 | Secondary Energy¦Electricity¦Wind¦Offshore | EJ/yr | 0 | 0.00010704 | 0.0030375 | 0.0068396 | 0.017041 | 0.031812 | 0.050627 | 0.074881 | 0.10712
PRIMES | EU6 | EU15 | Secondary Energy¦Electricity¦Wind¦Offshore | EJ/yr | 0.046211 | 0.32708 | 0.77473 | 1.0838 | 1.4671 | 1.5887 | 1.8504 | 2.0352 | 2.2416
PRIMES | EU6 | EU27 | Secondary Energy¦Electricity¦Wind¦Offshore | EJ/yr | 0.046211 | 0.32718 | 0.77777 | 1.0907 | 1.4841 | 1.6205 | 1.9011 | 2.11 | 2.3487
PRIMES | EU6 | EE | Secondary Energy¦Electricity¦Wind¦Offshore | EJ/yr | 0 | 8.0549e-05 | 0.00068255 | 0.0016299 | 0.0031033 | 0.0053 | 0.0055293 | 0.0062254 | 0.0072563
PRIMES | EU6 | FI | Secondary Energy¦Electricity¦Wind¦Offshore | EJ/yr | 0.00021197 | 0.00043277 | 0.0034939 | 0.0074012 | 0.012723 | 0.017973 | 0.020853 | 0.021184 | 0.025775
PRIMES | EU6 | FR | Secondary Energy¦Electricity¦Wind¦Offshore | EJ/yr | 0.0010433 | 0.021338 | 0.08375 | 0.13117 | 0.17893 | 0.19233 | 0.20825 | 0.21008 | 0.2197
PRIMES | EU6 | DE | Secondary Energy¦Electricity¦Wind¦Offshore | EJ/yr | 0.0073637 | 0.084786 | 0.15121 | 0.25385 | 0.4036 | 0.45318 | 0.50368 | 0.53258 | 0.5981
PRIMES | EU6 | GR | Secondary Energy¦Electricity¦Wind¦Offshore | EJ/yr | 0 | 0 | 0.004468 | 0.0074395 | 0.013226 | 0.020851 | 0.026154 | 0.029014 | 0.03551
PRIMES | EU6 | HU | Secondary Energy¦Electricity¦Wind¦Offshore | EJ/yr | 0 | 0 | 0 | 0 | 0 | 0 | 0 | 0 | 0
PRIMES | EU6 | IE | Secondary Energy¦Electricity¦Wind¦Offshore | EJ/yr | 0 | 0.0029461 | 0.01419 | 0.017258 | 0.019714 | 0.021617 | 0.021883 | 0.022015 | 0.022082
PRIMES | EU6 | IT | Secondary Energy¦Electricity¦Wind¦Offshore | EJ/yr | 5.8039e-07 | 0.0018288 | 0.010472 | 0.017644 | 0.026381 | 0.038054 | 0.051708 | 0.059394 | 0.070836
PRIMES | EU6 | LV | Secondary Energy¦Electricity¦Wind¦Offshore | EJ/yr | 0 | 0 | 0 | 0 | 0 | 0 | 0 | 0 | 0
PRIMES | EU6 | LT | Secondary Energy¦Electricity¦Wind¦Offshore | EJ/yr | 0 | 0 | 0 | 0 | 0.0018077 | 0.0018077 | 0.0018077 | 0.0018077 | 0.0027009
PRIMES | EU6 | LU | Secondary Energy¦Electricity¦Wind¦Offshore | EJ/yr | 0 | 0 | 0 | 0 | 0 | 0 | 0 | 0 | 0
PRIMES | EU6 | NL | Secondary Energy¦Electricity¦Wind¦Offshore | EJ/yr | 0.0032547 | 0.027546 | 0.054276 | 0.062779 | 0.077492 | 0.084293 | 0.090989 | 0.10333 | 0.1393
PRIMES | EU6 | PL | Secondary Energy¦Electricity¦Wind¦Offshore | EJ/yr | 0 | 0 | 0.00094988 | 0.0020827 | 0.00802 | 0.01801 | 0.033184 | 0.0532 | 0.079437
PRIMES | EU6 | PT | Secondary Energy¦Electricity¦Wind¦Offshore | EJ/yr | 0 | 0.0011965 | 0.0036131 | 0.0047619 | 0.013765 | 0.014149 | 0.014722 | 0.014722 | 0.015922
PRIMES | EU6 | RO | Secondary Energy¦Electricity¦Wind¦Offshore | EJ/yr | 0 | 0 | 0 | 0.00073579 | 0.00079715 | 0.0024782 | 0.0047236 | 0.0072303 | 0.0096824
PRIMES | EU6 | SK | Secondary Energy¦Electricity¦Wind¦Offshore | EJ/yr | 0 | 0 | 0 | 0 | 0 | 0 | 0 | 0 | 0
PRIMES | EU6 | SI | Secondary Energy¦Electricity¦Wind¦Offshore | EJ/yr | 0 | 0 | 0 | 0 | 0 | 0 | 0 | 0 | 0
PRIMES | EU6 | ES | Secondary Energy¦Electricity¦Wind¦Offshore | EJ/yr | 0 | 0.01191 | 0.027494 | 0.045555 | 0.078402 | 0.097223 | 0.1143 | 0.1225 | 0.13153
PRIMES | EU6 | SE | Secondary Energy¦Electricity¦Wind¦Offshore | EJ/yr | 0.0016178 | 0.0044955 | 0.0086769 | 0.013509 | 0.020001 | 0.02028 | 0.02028 | 0.025554 | 0.030948
PRIMES | EU6 | UK | Secondary Energy¦Electricity¦Wind¦Offshore | EJ/yr | 0.022524 | 0.14467 | 0.35453 | 0.45419 | 0.5449 | 0.5449 | 0.67428 | 0.78059 | 0.83238

## LIMES_Potentiale
| wind on | windoff | PV | CSP | CSP_AVA[%]
AT | 45.8 | 0 | 29.2 | 6.3 | 5
BE | 17.7 | 9.1 | 21.4 | 2.7 | 4
BG | 68.5 | 11.6 | 39.6 | 10.1 | 7
CZ | 56.1 | 0 | 38.3 | 8.5 | 5
DE | 222.6 | 83.6 | 200.4 | 33.4 | 4
DK | 32.6 | 149 | 22.5 | 5.3 | 3
EE | 15.8 | 55.9 | 7.3 | 1.9 | 2
ES | 366.9 | 55 | 221.6 | 55.1 | 9
FI | 71.8 | 130.5 | 20.3 | 4.6 | 1
FR | 381.7 | 133.7 | 251.8 | 58.3 | 5
GB | 212.5 | 312.4 | 179.3 | 34.4 | 3
GR | 105.6 | 27.6 | 62.8 | 16.3 | 9
HR | 19.8 | 47.1 | 13.4 | 2.7 | 6
HU | 68.2 | 0 | 44.3 | 10.7 | 6
IE | 56.3 | 52.2 | 32.9 | 9.1 | 3
IT | 190.2 | 77.7 | 159.9 | 28.6 | 7
LT | 37.6 | 9.2 | 20.7 | 5.5 | 3
LU | 1.7 | 0 | 1.4 | 0.3 | 5
LV | 28.4 | 43.1 | 13.6 | 3.6 | 3
NL | 23.6 | 57.1 | 31.8 | 3.8 | 4
PL | 193.9 | 40.7 | 134.4 | 29.2 | 4
PT | 51 | 16.7 | 35.1 | 7.4 | 9
RO | 183 | 24.3 | 111.2 | 28.3 | 6
SE | 93.4 | 167.7 | 30 | 6.2 | 1
SI | 8.3 | 0.3 | 5.4 | 1 | 6
SK | 27.2 | 0 | 18.3 | 3.9 | 5
Balkan | 134.7 | 5.3 | 83.7 | 20.1 | 7
CH | 20.8 | 0 | 18.7 | 3 | 6
NO | 32.2 | 122.2 | 12 | 2 | 1